## Home page
Net Zero Go Options Appraisal tool
This appraisal tool enables the comparison between Costs (or Expenditures) and Earnings Before Income Tax Depreciation Ammortisation (EBITDA). The tool calculates the Net Present Value (NPV), Internal Rate of Return (IRR) and payback time. The inputs required have been kept to a minimum to allow easy use and quick implementation.
Once completed a first case, the user can assess the profitability of different solutions by comparing multiple cases. A final "Cases Comparison" page presents a summary of the key financial parameters for all the cases.
The appraisal tool is divided into inputs and outputs. For each case, there are 2 input sheets one for expenditures and one for expected revenues. The output for each case consists of 2 sheets, one that provides the key financial parameters ("Output"), and one that provides an annual cash flow breakdown ("Cash flows").
The incomes and expenditures paybacks occur and relate to the end of the year. Costs are yearly and not split into smaller periods. Hence inputs for shorter periods should be multiplied by the number of periods in the year, e.g. for monthly data this would be 12.
Overall, the user needs to follow the 3 steps described in the image below, to calculate the key financial parameters associated with the project.
Let's start

## Step 1_Expenditure1
Fixed Financial Inputs | Values
Project lifetime [years] | 25
Discount rate [%] | 3.5%
Plan of work Stage | Name | Category | Price (£ or £/year) | Start year | Lifetime (only OPEX) | Annual Increase (only OPEX) | Description | Reference
Stage 0: Strategic Definition | Engineer Consultancy | Consultancy | 15000 | 0 | 1 | 0%
Stage 1: Preparation and Briefing | Site Surveys | Consultancy | 5000 | 0 | 1 | 0%
Stage 2: Concept Design | Specification consulation | Consultancy | 3000 | 0 | 1 | 0%
Stage 2: Concept Design | Community Consultant | Consultancy | 3000 | 0 | 1 | 0%
Stage 2: Concept Design | Planning consultant | Consultancy | 3000 | 0 | 1 | 0%
Stage 2: Concept Design | Financial Consultation | Consultancy | 5000 | 0 | 1 | 0%
Stage 4: Technical Design | Design team | Consultancy | 30000 | 0 | 1 | 0%
Stage 5: Construction, Integration and Installation | Solar Modules | CAPEX | 200000 | 1 | 1 | 0% | Assuming £0.20 per Watt (£200 per kW) for 1000kW (1MW) | - https://www.solarpowerportal.co.uk/news/uk_solar_costs_plummeting_beyond_forecasts_as_cheap_as_40_mwh_by_2030 - http://www.solarmango.com/ask/2015/10/26/what-is-the-installation-cost-of-utility-scale-solar-power-plant-mw-in-the-uk/
Stage 5: Construction, Integration and Installation | Inverters | CAPEX | 50000 | 1 | 1 | 0% | Inverters for 1MW farm
Stage 5: Construction, Integration and Installation | Installation | CAPEX | 46000 | 1 | 1 | 0% | Installation costs | https://www.researchgate.net/publication/282462936_The_Future_of_Solar_Power_in_the_United_Kingdom/
Stage 5: Construction, Integration and Installation | Grid Cost | CAPEX | 60000 | 1 | 1
Stage 5: Construction, Integration and Installation | Other Capex, Balance of System | CAPEX | 150000 | 1 | 1 |  | This is all other Capex costs, balance of systems
Stage 7: Use (and Operation) | Operational Costs | OPEX | 12000 | 1 | 30 | 4%
Stage 7: Use (and Operation) | PV Cleaning | OPEX | 12000 | 2 | 30 | 1% | Clearning of the panels, assuming £4 per panel, for approx 3000 panels. Do this every year
Stage 3: Spatial Coordination and Localisation | Local consultant | Consultancy | 10000 | 0 | 1 | 0%
Stage 6: Handover | Connections O&M manuals | Consultancy | 5000 | 1 | 1 | 0%
General Assumptions for this project:
- 1 kW system of solar panels can generate around 850 kWh of electricity each year.
https://www.yesenergysolutions.co.uk/advice/how-much-energy-solar-panels-produce-home
- no specific PV export limitation to avoid complications
- Annual degregation of the panels is 0.5% per annum https://www.solarpowerportal.co.uk/news/uk_solar_costs_plummeting_beyond_forecasts_as_cheap_as_40_mwh_by_2030
How to use this page:
Insert in the table below all the expenditure that you expect for this project.
Use the text box on the side to highlight assumptions.
As a best practice try to provide a link to references when available.
Plan of work Stage: The Plan of work stage that the income stream is aligned to
Name: The name of the expenditure stream
Category: Indicate the category of the expenditure. This can be a one-off cost (CAPEX or Consulting) or a recurring expenditure (OPEX).
Price (£ or £/year) This is the price paid for the material or service. In case of recurring expenditure price give an annual price.
Start year: Give the initial year that the expenditure begins
Lifetime: The lifetime, in years, for when the expenditure is incurred. This value is used only for items categorised as recurring expenditures (OPEX).
Annual Increase: Annual increase in expenditure from year 2 onwards can be applied to each income stream. This is a value between 0 and 1 representing price increase of 0 to 100% per year. This value is used only for items categorised as recurring expenditures (OPEX).
Description: A short description to describe the expenditure and any other important details.
Reference: Links to relevant sources
Project lifetime (years): Add the desired length of the project in years
Discount rate: The discount rate for calcualting the Net Present Value (for green book this is commonly 3.5%)
Note on G25: [Threaded comment] Your version of Excel allows you to read this threaded comment; however, any edits to it will get removed if the file is opened in a newer version of Excel. Learn more: https://go.microsoft.com/fwlink/?linkid=870924 Comment: If a expenditure or income only occurs on one year then the lifetime should be given the value 1. Reply: If category is different from OPEX this is not taken into account

## Step 2_Revenue1
Plan of work Stage | Name | Units (#/year) | Rate (£/Unit) | Annual Perfomance decrease rate | Annual price increase | Start Year | Lifetime | Description | Reference
Stage 7: Use (and Operation) | Savings from PV Self usage | 680000 | 0.13 | 0.5% | 1% | 2 | 25 | Assumptions: - cost of electricity saved 13p/kWh, - 80% of energy produced is used for self- consumption with the rest exported to the grid
Stage 7: Use (and Operation) | Smart Export Guarantee | 85000 | 0.04 | 0.5% | 2% | 2 | 25 | Assumptions: - 10% of electricity produced per year is sold as part of smart export guarantee at 4p/kWh | - https://www.greenmatch.co.uk/blog/2014/06/solar-panels-are-they-worth-it - https://www.greenmatch.co.uk/green-energy/grants/smart-export-guarantee
Stage 7: Use (and Operation) | Feasibility funding | 10000 | 1 | 0% | 0% | 2 | 1 | Grant funding
Stage 7: Use (and Operation) | PPA | 85000 | 0.08 | 0% | 2% | 2 | 25 | Assumptions: - 10% of energy produced is sold in a PPA at 8p/kWh - The PPA price will increase over time at 2% | - https://www.solarpowerportal.co.uk/blogs/pricing_power - https://www.seia.org/research-resources/solar-power-purchase-agreements
Stage 7: Use (and Operation) | REGO Certificate | 170000 | 0.15 | 0% | 0% | 2 | 25
General Assumptions:
- 1 kW system of solar panels can generate around 850 kWh of electricity each year.
https://www.yesenergysolutions.co.uk/advice/how-much-energy-solar-panels-produce-home
- no specific PV export limitation to avoid complications
- Annual degregation of the panels is 0.5% per annum https://www.solarpowerportal.co.uk/news/uk_solar_costs_plummeting_beyond_forecasts_as_cheap_as_40_mwh_by_2030
How to use this page:
Insert in the table below all the revenues that you expect for this project.
Use the text box on the side to highlight assumptions.
As a best practice try to provide a link to references when available.
Consider grants or debt fundings (e.g. loans) as revenues obtained at the corresponding year
RIBA Stage: The RIBA stage that the income stream is aligned to
Name:The name of the income stream
Units: The annual number of units of the associated income stream. For example, if the income is savings from self-import of PV, then this could be e.g. 1000kWh.
Rate (£/Unit): The savings rate in £ per unit of the associated income stream. For example, if each kWh saves £1 the enter 1.0.
Annual Perfomance decrease rate: To account for the decrease in performance of the system, e.g. the degredation of a battery. A decrease rate between 0 and 1 (representing between 0 and 100%) per year, is to be assigned.
Annual price increase: Factor that takes into account energy price increase over the years. This is a value between 0 and 1 representing inflation of 0 to 100% per year.
Lifetime: Give the lifetime, in years, for when the income stream is active.
Start Year: Give the initial year that the income stream begins
Description: A short description to describe the income stream and any other important details.
Reference: Links to relevant sources

## Output1
Output - Case 1
|  |  |  | Metrics | Scenario 1
|  |  |  | IRR | 16.23%
|  |  |  | Nominal NPV before Tax | 971943.0657
|  |  |  | SPT [years] | 7
|  |  |  | DPT [years] | 8
| EXPENDITURE SUMMARY | Start Year | End Year | Total |  | REVENUE SUMMARY | Start Year | End Year | Total
| Stage 0: Strategic Definition | 0 | 1 | 15000 |  | Stage 0: Strategic Definition | 0 | 0 | 0
| Stage 1: Preparation and Briefing | 0 | 1 | 5000 |  | Stage 1: Preparation and Briefing | 0 | 0 | 0
| Stage 2: Concept Design | 0 | 1 | 14000 |  | Stage 2: Concept Design | 0 | 0 | 0
| Stage 3: Spatial Coordination and Localisation | 0 | 1 | 10000 |  | Stage 3: Spatial Coordination and Localisation | 0 | 0 | 0
| Stage 4: Technical Design | 0 | 1 | 30000 |  | Stage 4: Technical Design | 0 | 0 | 0
| Stage 5: Construction, Integration and Installation | 1 | 2 | 506000 |  | Stage 5: Construction, Integration and Installation | 0 | 0 | 0
| Stage 6: Handover | 1 | 2 | 5000 |  | Stage 6: Handover | 0 | 0 | 0
| Stage 7: Use (and Operation) | 1 | 25 | 826669.2935 |  | Stage 7: Use (and Operation) | 2 | 25 | 3201528.7551
How to use this page:
On this page one can find the key financial metrics of the project. The cost of finance is not included in the results shown on this page.
Internal Rate of Return (IRR): The Internal Rate of Return. The percentage discount rate at which the NPV is zero.
Net Present Value (NPV): Net Present Value. A positive net present value means that an investment will achieve profitability over the project lifetime. A negative NPV means the investment will bring a loss over the project lifetime.
Simple Payback Time (SPT):How long it takes to achieve a positive balance, without considering the discount rate
Discounted Payback time (DPT) [years]: How long it takes to achieve a positive balance, considering the discount rate.

## Project Value Map1 (hidden)
Item | Present value of comulative cash flow | Point 0 | Point 1 | Point 2 | Dynamic X -Step1 | Point 0 - Step1 | Point 1 - Step1 | Point 2 -Step1 | Dynamic X- Step2 | Point 0 - Step2 | Point 1 - Step2 | Point 2 -Step2
Savings from PV Self usage | 1455280.1193 | 0 | 0 | 1455280.1193 | Savings from PV Self usage | 0 | 0 | 1455280.1193 | Savings from PV Self usage | 0 | 0 | 1455280.1193
Smart Export Guarantee | 62583.1529 | 0 | 1455280.1193 | 62583.1529 | Smart Export Guarantee | 0 | 1455280.1193 | 62583.1529 | Smart Export Guarantee | 0 | 1455280.1193 | 62583.1529
Feasibility funding | 9335.107 | 0 | 1517863.2721 | 9335.107 | Feasibility funding | 0 | 1517863.2721 | 9335.107 | Feasibility funding | 0 | 1517863.2721 | 9335.107
PPA | 132051.3575 | 0 | 1527198.3791 | 132051.3575 | PPA | 0 | 1527198.3791 | 132051.3575 | PPA | 0 | 1527198.3791 | 132051.3575
REGO Certificate | 395640.9409 | 0 | 1659249.7367 | 395640.9409 | REGO Certificate | 0 | 1659249.7367 | 395640.9409 | REGO Certificate | 0 | 1659249.7367 | 395640.9409
| 0 |  |  |  | Engineer Consultancy | 0 | 2039890.6776 | 15000 | Engineer Consultancy | 0 | 2039890.6776 | 15000
| 0 |  |  |  | Site Surveys | 0 | 2034890.6776 | 5000 | Site Surveys | 0 | 2034890.6776 | 5000
| 0 |  |  |  | Specification consulation | 0 | 2031890.6776 | 3000 | Specification consulation | 0 | 2031890.6776 | 3000
| 0 |  |  |  | Community Consultant | 0 | 2028890.6776 | 3000 | Community Consultant | 0 | 2028890.6776 | 3000
| 0 |  |  |  | Planning consultant | 0 | 2025890.6776 | 3000 | Planning consultant | 0 | 2025890.6776 | 3000
| 0 |  |  |  | Financial Consultation | 0 | 2020890.6776 | 5000 | Financial Consultation | 0 | 2020890.6776 | 5000
| 0 |  |  |  | Design team | 0 | 1990890.6776 | 30000 | Design team | 0 | 1990890.6776 | 30000
| 0 |  |  |  | Solar Modules | 0 | 1797653.9626 | 193236.715 | Solar Modules | 0 | 1797653.9626 | 193236.715
| 0 |  |  |  | Inverters | 0 | 1749344.7839 | 48309.1787 | Inverters | 0 | 1749344.7839 | 48309.1787
| 0 |  |  |  | Installation | 0 | 1704900.3394 | 44444.4444 | Installation | 0 | 1704900.3394 | 44444.4444
| 0 |  |  |  | Grid Cost | 0 | 1646929.325 | 57971.0145 | Grid Cost | 0 | 1646929.325 | 57971.0145
| 0 |  |  |  | Other Capex, Balance of System | 0 | 1502001.7887 | 144927.5362 | Other Capex, Balance of System | 0 | 1502001.7887 | 144927.5362
| 0 |  |  |  | Operational Costs | 0 | 1194704.3066 | 307297.4821 | Operational Costs | 0 | 1194704.3066 | 307297.4821
| 0 |  |  |  | PV Cleaning | 0 | 986773.9835 | 207930.323 | PV Cleaning | 0 | 986773.9835 | 207930.323
| 0 |  |  |  | Local consultant | 0 | 976773.9835 | 10000 | Local consultant | 0 | 976773.9835 | 10000
| 0 |  |  |  | Connections O&M manuals | 0 | 971943.0657 | 4830.9179 | Connections O&M manuals | 0 | 971943.0657 | 4830.9179
| 0 |  |  |  | Nominal NPV before Tax | 0 | 0 | 971943.0657 | Nominal NPV before Tax | 0 | 0 | 971943.0657
| 0 |  |  |  | #N/A | #N/A | #N/A | #N/A
| 0 |  |  |  | #N/A | #N/A | #N/A | #N/A
| 0 |  |  |  | #N/A | #N/A | #N/A | #N/A
| 0 |  |  |  | #N/A | #N/A | #N/A | #N/A
| 0 |  |  |  | #N/A | #N/A | #N/A | #N/A
| 0 |  |  |  | #N/A | #N/A | #N/A | #N/A
| 0 |  |  |  | #N/A | #N/A | #N/A | #N/A
| 0 |  |  |  | #N/A | #N/A | #N/A | #N/A
| 0 |  |  |  | #N/A | #N/A | #N/A | #N/A
Engineer Consultancy | 15000 | 0 | 2039890.6776 | 15000 | #N/A | #N/A | #N/A | #N/A
Site Surveys | 5000 | 0 | 2034890.6776 | 5000 | #N/A | #N/A | #N/A | #N/A
Specification consulation | 3000 | 0 | 2031890.6776 | 3000 | #N/A | #N/A | #N/A | #N/A
Community Consultant | 3000 | 0 | 2028890.6776 | 3000 | #N/A | #N/A | #N/A | #N/A
Planning consultant | 3000 | 0 | 2025890.6776 | 3000 | #N/A | #N/A | #N/A | #N/A
Financial Consultation | 5000 | 0 | 2020890.6776 | 5000 | #N/A | #N/A | #N/A | #N/A
Design team | 30000 | 0 | 1990890.6776 | 30000 | #N/A | #N/A | #N/A | #N/A
Solar Modules | 193236.715 | 0 | 1797653.9626 | 193236.715 | #N/A | #N/A | #N/A | #N/A
Inverters | 48309.1787 | 0 | 1749344.7839 | 48309.1787 | #N/A | #N/A | #N/A | #N/A
Installation | 44444.4444 | 0 | 1704900.3394 | 44444.4444 | #N/A | #N/A | #N/A | #N/A
Grid Cost | 57971.0145 | 0 | 1646929.325 | 57971.0145 | #N/A | #N/A | #N/A | #N/A
Other Capex, Balance of System | 144927.5362 | 0 | 1502001.7887 | 144927.5362 | #N/A | #N/A | #N/A | #N/A
Operational Costs | 307297.4821 | 0 | 1194704.3066 | 307297.4821 | #N/A | #N/A | #N/A | #N/A
PV Cleaning | 207930.323 | 0 | 986773.9835 | 207930.323 | #N/A | #N/A | #N/A | #N/A
Local consultant | 10000 | 0 | 976773.9835 | 10000 | #N/A | #N/A | #N/A | #N/A
Connections O&M manuals | 4830.9179 | 0 | 971943.0657 | 4830.9179 | #N/A | #N/A | #N/A | #N/A
| 0 |  |  |  | #N/A | #N/A | #N/A | #N/A
| 0 |  |  |  | #N/A | #N/A | #N/A | #N/A
| 0 |  |  |  | #N/A | #N/A | #N/A | #N/A
| 0 |  |  |  | #N/A | #N/A | #N/A | #N/A
| 0 |  |  |  | #N/A | #N/A | #N/A | #N/A
| 0 |  |  |  | #N/A | #N/A | #N/A | #N/A
| 0 |  |  |  | #N/A | #N/A | #N/A | #N/A
| 0 |  |  |  | #N/A | #N/A | #N/A | #N/A
| 0 |  |  |  | #N/A | #N/A | #N/A | #N/A
| 0 |  |  |  | #N/A | #N/A | #N/A | #N/A
| 0 |  |  |  | #N/A | #N/A | #N/A | #N/A
| 0 |  |  |  | #N/A | #N/A | #N/A | #N/A
| 0 |  |  |  | #N/A | #N/A | #N/A | #N/A
| 0 |  |  |  | #N/A | #N/A | #N/A | #N/A
| 0 |  |  |  | #N/A | #N/A | #N/A | #N/A
| 0 |  |  |  | #N/A | #N/A | #N/A | #N/A
| 0 |  |  |  | #N/A | #N/A | #N/A | #N/A
| 0 |  |  |  | #N/A | #N/A | #N/A | #N/A
| 0 |  |  |  | #N/A | #N/A | #N/A | #N/A
| 0 |  |  |  | #N/A | #N/A | #N/A | #N/A
| 0 |  |  |  | #N/A | #N/A | #N/A | #N/A
Nominal NPV before Tax | 971943.0657 | 0 | 0 | 971943.0657 | #N/A | #N/A | #N/A | #N/A

## Cash flows1
Year | 0 | 1 | 2 | 3 | 4 | 5 | 6 | 7 | 8 | 9 | 10 | 11 | 12 | 13 | 14 | 15 | 16 | 17 | 18 | 19 | 20 | 21 | 22 | 23 | 24 | 25 | #N/A | #N/A | #N/A | #N/A | #N/A | #N/A | #N/A | #N/A | #N/A | #N/A | #N/A | #N/A | #N/A | #N/A | #N/A | #N/A | #N/A | #N/A | #N/A | #N/A | #N/A | #N/A | #N/A | #N/A | #N/A | #N/A | #N/A | #N/A | #N/A | #N/A | #N/A | #N/A | #N/A | #N/A | #N/A | #N/A | #N/A | #N/A | #N/A | #N/A | #N/A | #N/A | #N/A | #N/A | #N/A | #N/A | #N/A | #N/A | #N/A | #N/A | #N/A | #N/A | #N/A | #N/A | #N/A | #N/A | #N/A | #N/A | #N/A | #N/A | #N/A | #N/A | #N/A | #N/A | #N/A | #N/A | #N/A | #N/A | #N/A | #N/A | #N/A | #N/A | #N/A | #N/A | #N/A
Revenues | 0 | 0 | 135188 | 125820.349 | 126458.43 | 127102.3208 | 127752.1006 | 128407.8497 | 129069.6501 | 129737.5851 | 130411.7393 | 131092.199 | 131779.0518 | 132472.3869 | 133172.2951 | 133878.8686 | 134592.2015 | 135312.3891 | 136039.5289 | 136773.7197 | 137515.0621 | 138263.6587 | 139019.6136 | 139783.0328 | 140554.0244 | 141332.6982
Consulting | -74000 | -5000 | 0 | 0 | 0 | 0 | 0 | 0 | 0 | 0 | 0 | 0 | 0 | 0 | 0 | 0 | 0 | 0 | 0 | 0 | 0 | 0 | 0 | 0 | 0 | 0
CAPEX | 0 | -506000 | 0 | 0 | 0 | 0 | 0 | 0 | 0 | 0 | 0 | 0 | 0 | 0 | 0 | 0 | 0 | 0 | 0 | 0 | 0 | 0 | 0 | 0 | 0 | 0
OPEX | 0 | -12000 | -24600 | -25220.4 | -25861.98 | -26525.5508 | -27211.9554 | -27922.07 | -28656.8056 | -29417.1091 | -30203.965 | -31018.3969 | -31861.4688 | -32734.287 | -33638.0015 | -34573.8079 | -35542.9495 | -36546.7187 | -37586.4591 | -38663.5679 | -39779.4975 | -40935.7582 | -42133.9201 | -43375.6158 | -44662.5427 | -45996.4658
Cashflow (EBITDA) | -74000 | -523000 | 110588 | 100599.949 | 100596.45 | 100576.77 | 100540.1451 | 100485.7797 | 100412.8445 | 100320.476 | 100207.7743 | 100073.8021 | 99917.583 | 99738.1 | 99534.2936 | 99305.0607 | 99049.2519 | 98765.6704 | 98453.0698 | 98110.1518 | 97735.5646 | 97327.9005 | 96885.6935 | 96407.417 | 95891.4817 | 95336.2324
Cumulative Cashflow (EBITDA) | -74000 | -597000 | -486412 | -385812.051 | -285215.601 | -184638.831 | -84098.6859 | 16387.0938 | 116799.9384 | 217120.4144 | 317328.1887 | 417401.9908 | 517319.5738 | 617057.6737 | 716591.9674 | 815897.0281 | 914946.28 | 1013711.9504 | 1112165.0202 | 1210275.172 | 1308010.7366 | 1405338.6371 | 1502224.3305 | 1598631.7475 | 1694523.2292 | 1789859.4616
Payback year Scenario | 0 | 0 | 0 | 0 | 0 | 0 | 0 | 7 | 0 | 0 | 0 | 0 | 0 | 0 | 0 | 0 | 0 | 0 | 0 | 0 | 0 | 0 | 0 | 0 | 0 | 0
Discounted Cashflow | -74000 | -505314.0097 | 103235.0813 | 90735.3902 | 87663.9945 | 84682.9415 | 81789.4728 | 78980.9145 | 76254.6745 | 73608.2404 | 71039.1765 | 68545.1218 | 66123.7876 | 63772.9553 | 61490.4741 | 59274.2591 | 57122.2891 | 55032.6048 | 53003.3068 | 51032.5537 | 49118.5605 | 47259.5965 | 45453.9842 | 43700.0971 | 41996.3585 | 40341.2397
Discounted Cumulative Cashflow (EBITDA) | -74000 | -579314.0097 | -476078.9283 | -385343.5381 | -297679.5436 | -212996.6021 | -131207.1293 | -52226.2148 | 24028.4598 | 97636.7002 | 168675.8767 | 237220.9985 | 303344.7861 | 367117.7414 | 428608.2155 | 487882.4746 | 545004.7638 | 600037.3686 | 653040.6755 | 704073.2292 | 753191.7897 | 800451.3862 | 845905.3704 | 889605.4675 | 931601.826 | 971943.0657
Discounted Payback year Scenario (EBITDA) | 0 | 0 | 0 | 0 | 0 | 0 | 0 | 0 | 8 | 0 | 0 | 0 | 0 | 0 | 0 | 0 | 0 | 0 | 0 | 0 | 0 | 0 | 0 | 0 | 0 | 0

## Step 1_Expenditure2
Fixed Financial Inputs | Values
Project lifetime [years] | 20
Discount rate [%] | 3.5%
Plan of work Stage | Name | Category | Price (£ or £/year) | Start year | Lifetime (only OPEX) | Annual Increase (only OPEX) | Description | Reference
Stage 0: Strategic Definition | Site Selection/Appraisal | Consultancy | 1000 | 0 |  | 0%
Stage 0: Strategic Definition | First Stage Battery Modelling | Consultancy | 1000 | 0 |  | 0% | Includes: BESS type and parameters Grid connected/BTM parameters Export options: Sleeving/ancillary services/arbitrage/load balancing/BM Initial BESS sizing options and revenues High level assessment of co-located vs standalone charge dynamics
Stage 0: Strategic Definition | Outline Business Case | Consultancy | 500 | 0 |  | 0% | 3 initial options with CAPEX and initial 10 year modelling view.
Stage 1: Preparation and Briefing | Budget 99 Application | Consultancy | 2500 | 0 |  | 0%
Stage 1: Preparation and Briefing | Second Stage Battery Modelling based on G99 Application | Consultancy | 3000 | 0 |  | 0% | Includes: State of Charge Battery cycling Round Trip Efficiency Optimisation Strategy Integration with Renewables Policy impacts
Stage 3: Spatial Coordination and Localisation | - Full Grid Connection Application -Planning Application - Detailed site surveys - Detailed Design/Architectural Drawings | Consultancy | 25000 | 1 |  | 0%
Stage 5: Manufacturing and Construction | BESS construction and installation | CAPEX | 650000 | 1 | 1 | 0%
Stage 7: Use (and Operation) | Battery Cell Replacement | CAPEX | 400000 | 10 | 1 | 0%
General Assumptions for this project:
- 1 MW of battery storage
- Stand alone
How to use this page:
Insert in the table below all the expenditure that you expect for this project.
Use the text box on the side to highlight assumptions.
As a best practice try to provide a link to references when available.
Plan of work Stage: The Plan of work stage that the income stream is aligned to
Name: The name of the expenditure stream
Category: Indicate the category of the expenditure. This can be a one-off cost (CAPEX or Consulting) or a recurring expenditure (OPEX).
Price (£ or £/year) This is the price paid for the material or service. In case of recurring expenditure price give an annual price.
Start year: Give the initial year that the expenditure begins
Lifetime: The lifetime, in years, for when the expenditure is incurred. This value is used only for items categorised as recurring expenditures (OPEX).
Annual Increase: Annual increase in expenditure from year 2 onwards can be applied to each income stream. This is a value between 0 and 1 representing price increase of 0 to 100% per year. This value is used only for items categorised as recurring expenditures (OPEX).
Description: A short description to describe the expenditure and any other important details.
Reference: Links to relevant sources
Project lifetime (years): Add the desired length of the project in years
Discount rate: The discount rate for calcualting the Net Present Value (for green book this is commonly 3.5%)
Note on G25: [Threaded comment] Your version of Excel allows you to read this threaded comment; however, any edits to it will get removed if the file is opened in a newer version of Excel. Learn more: https://go.microsoft.com/fwlink/?linkid=870924 Comment: If a expenditure or income only occurs on one year then the lifetime should be given the value 1. Reply: If category is different from OPEX this is not taken into account

## Step 2_Revenue2
Plan of work Stage | Name | Units (#/year) | Rate (£/Unit) | Annual Perfomance decrease rate | Annual price increase | Start Year | Lifetime | Description | Reference
Stage 2: Concept Design | Grant | 1 | 50000 | 0% | 0% | 1 | 1 | Business Case development Grant
Stage 7: Use (and Operation) | Dynamic Containment | 1 | 50000 | 0% | 2.5% | 2 | 20 | Flexibility Services
Stage 7: Use (and Operation) | Trading on Capacity Market | 1 | 20000 | 0% | 2% | 2 | 20 | Flexibility Services
General Assumptions:
- The price paid for dynamic containement will increase of 2.5% per year
- The price for trading on the capacity market will increase of 2% per year
How to use this page:
Insert in the table below all the revenues that you expect for this project.
Use the text box on the side to highlight assumptions.
As a best practice try to provide a link to references when available.
Consider grants or debt fundings (e.g. loans) as revenues obtained at the corresponding year
RIBA Stage: The RIBA stage that the income stream is aligned to
Name:The name of the income stream
Units: The annual number of units of the associated income stream. For example, if the income is savings from self-import of PV, then this could be e.g. 1000kWh.
Rate (£/Unit): The savings rate in £ per unit of the associated income stream. For example, if each kWh saves £1 the enter 1.0.
Annual Perfomance decrease rate: To account for the decrease in performance of the system, e.g. the degredation of a battery. A decrease rate between 0 and 1 (representing between 0 and 100%) per year, is to be assigned.
Annual price increase: Factor that takes into account energy price increase over the years. This is a value between 0 and 1 representing inflation of 0 to 100% per year.
Lifetime: Give the lifetime, in years, for when the income stream is active.
Start Year: Give the initial year that the income stream begins
Description: A short description to describe the income stream and any other important details.
Reference: Links to relevant sources

## Output2
Output - Scenario 2
|  |  |  | Metrics | Scenario 2
|  |  |  | IRR | 7.545%
|  |  |  | Nominal NPV before Tax | 256989.3308
|  |  |  | SPT [years] | 14
|  |  |  | DPT [years] | 16
| EXPENDITURE SUMMARY | Start Year | End Year | Total |  | REVENUE SUMMARY | Start Year | End Year | Total
| Stage 0: Strategic Definition | 0 | 0 | 2500 |  | Stage 0: Strategic Definition | 0 | 0 | 0
| Stage 1: Preparation and Briefing | 0 | 0 | 5500 |  | Stage 1: Preparation and Briefing | 0 | 0 | 0
| Stage 2: Concept Design | 0 | 0 | 0 |  | Stage 2: Concept Design | 1 | 2 | 50000
| Stage 3: Spatial Coordination and Localisation | 1 | 1 | 25000 |  | Stage 3: Spatial Coordination and Localisation | 0 | 0 | 0
| Stage 4: Technical Design | 0 | 0 | 0 |  | Stage 4: Technical Design | 0 | 0 | 0
| Stage 5: Construction, Integration and Installation | 0 | 0 | 0 |  | Stage 5: Construction, Integration and Installation | 0 | 0 | 0
| Stage 6: Handover | 0 | 0 | 0 |  | Stage 6: Handover | 0 | 0 | 0
| Stage 7: Use (and Operation) | 10 | 11 | 400000 |  | Stage 7: Use (and Operation) | 2 | 20 | 1693180.2766
How to use this page:
On this page one can find the key financial metrics of the project. The cost of finance is not included in the results shown on this page.
Internal Rate of Return (IRR): The Internal Rate of Return. The percentage discount rate at which the NPV is zero.
Net Present Value (NPV): Net Present Value. A positive net present value means that an investment will achieve profitability over the project lifetime. A negative NPV means the investment will bring a loss over the project lifetime.
Simple Payback Time (SPT):How long it takes to achieve a positive balance, without considering the discount rate
Discounted Payback time (DPT) [years]: How long it takes to achieve a positive balance, considering the discount rate.

## Cash flows2
Year | 0 | 1 | 2 | 3 | 4 | 5 | 6 | 7 | 8 | 9 | 10 | 11 | 12 | 13 | 14 | 15 | 16 | 17 | 18 | 19 | 20 | #N/A | #N/A | #N/A | #N/A | #N/A | #N/A | #N/A | #N/A | #N/A | #N/A | #N/A | #N/A | #N/A | #N/A | #N/A | #N/A | #N/A | #N/A | #N/A | #N/A | #N/A | #N/A | #N/A | #N/A | #N/A | #N/A | #N/A | #N/A | #N/A | #N/A | #N/A | #N/A | #N/A | #N/A | #N/A | #N/A | #N/A | #N/A | #N/A | #N/A | #N/A | #N/A | #N/A | #N/A | #N/A | #N/A | #N/A | #N/A | #N/A | #N/A | #N/A | #N/A | #N/A | #N/A | #N/A | #N/A | #N/A | #N/A | #N/A | #N/A | #N/A | #N/A | #N/A | #N/A | #N/A | #N/A | #N/A | #N/A | #N/A | #N/A | #N/A | #N/A | #N/A | #N/A | #N/A | #N/A | #N/A | #N/A | #N/A | #N/A
Revenues | 0 | 50000 | 71650 | 73339.25 | 75068.6912 | 76839.2877 | 78652.0267 | 80507.9193 | 82408.001 | 84353.3325 | 86344.9999 | 88384.1156 | 90471.8191 | 92609.2771 | 94797.6849 | 97038.2663 | 99332.2751 | 101680.9951 | 104085.7414 | 106547.8608 | 109068.7327
Consulting | -8000 | -25000 | 0 | 0 | 0 | 0 | 0 | 0 | 0 | 0 | 0 | 0 | 0 | 0 | 0 | 0 | 0 | 0 | 0 | 0 | 0
CAPEX | 0 | -650000 | 0 | 0 | 0 | 0 | 0 | 0 | 0 | 0 | -400000 | 0 | 0 | 0 | 0 | 0 | 0 | 0 | 0 | 0 | 0
OPEX | 0 | 0 | 0 | 0 | 0 | 0 | 0 | 0 | 0 | 0 | 0 | 0 | 0 | 0 | 0 | 0 | 0 | 0 | 0 | 0 | 0
Cashflow (EBITDA) | -8000 | -625000 | 71650 | 73339.25 | 75068.6912 | 76839.2877 | 78652.0267 | 80507.9193 | 82408.001 | 84353.3325 | -313655.0001 | 88384.1156 | 90471.8191 | 92609.2771 | 94797.6849 | 97038.2663 | 99332.2751 | 101680.9951 | 104085.7414 | 106547.8608 | 109068.7327
Cumulative Cashflow (EBITDA) | -8000 | -633000 | -561350 | -488010.75 | -412942.0588 | -336102.771 | -257450.7443 | -176942.825 | -94534.824 | -10181.4915 | -323836.4916 | -235452.376 | -144980.5569 | -52371.2798 | 42426.405 | 139464.6713 | 238796.9464 | 340477.9415 | 444563.683 | 551111.5438 | 660180.2766
Payback year Scenario | 0 | 0 | 0 | 0 | 0 | 0 | 0 | 0 | 0 | 0 | 0 | 0 | 0 | 0 | 14 | 0 | 0 | 0 | 0 | 0 | 0
Discounted Cashflow | -8000 | -603864.7343 | 66886.0417 | 66147.8016 | 65418.0275 | 64696.6184 | 63983.4744 | 63278.4968 | 62581.5883 | 61892.6527 | -222355.9306 | 60538.3211 | 59872.7388 | 59214.7564 | 58564.2835 | 57921.2308 | 57285.5103 | 56657.0348 | 56035.7184 | 55421.4761 | 54814.2241
Discounted Cumulative Cashflow (EBITDA) | -8000 | -611864.7343 | -544978.6926 | -478830.891 | -413412.8635 | -348716.2451 | -284732.7707 | -221454.2738 | -158872.6855 | -96980.0329 | -319335.9635 | -258797.6423 | -198924.9035 | -139710.1471 | -81145.8637 | -23224.6329 | 34060.8774 | 90717.9122 | 146753.6306 | 202175.1067 | 256989.3308
Discounted Payback year Scenario (EBITDA) | 0 | 0 | 0 | 0 | 0 | 0 | 0 | 0 | 0 | 0 | 0 | 0 | 0 | 0 | 0 | 0 | 16 | 0 | 0 | 0 | 0

## Step 1_Expenditure3
Fixed Financial Inputs | Values
Project lifetime [years] | 25
Discount rate [%] | 3.5%
Plan of work Stage | Name | Category | Price (£ or £/year) | Start year | Lifetime (only OPEX) | Annual Increase (only OPEX) | Description | Reference
Stage 0: Strategic Definition | Engineer Consultancy | Consultancy | 15000 | 0 | 1 | 0%
Stage 1: Preparation and Briefing | Site Surveys | Consultancy | 5000 | 0 | 1 | 0%
Stage 2: Concept Design | Specification consulation | Consultancy | 3000 | 0 | 1 | 0%
Stage 2: Concept Design | Community Consultant | Consultancy | 3000 | 0 | 1 | 0%
Stage 2: Concept Design | Planning consultant | Consultancy | 3000 | 0 | 1 | 0%
Stage 2: Concept Design | Financial Consultation | Consultancy | 5000 | 0 | 1 | 0%
Stage 4: Technical Design | Design team | Consultancy | 30000 | 0 | 1 | 0%
Stage 5: Construction, Integration and Installation | Solar Modules | CAPEX | 200000 | 1 | 1 | 0% | Assuming £0.20 per Watt (£200 per kW) for 1000kW (1MW) | - https://www.solarpowerportal.co.uk/news/uk_solar_costs_plummeting_beyond_forecasts_as_cheap_as_40_mwh_by_2030 - http://www.solarmango.com/ask/2015/10/26/what-is-the-installation-cost-of-utility-scale-solar-power-plant-mw-in-the-uk/
Stage 5: Construction, Integration and Installation | Inverters | CAPEX | 50000 | 1 | 1 | 0% | Inverters for 1MW farm
Stage 5: Construction, Integration and Installation | Installation | CAPEX | 46000 | 1 | 1 | 0% | Installation costs | https://www.researchgate.net/publication/282462936_The_Future_of_Solar_Power_in_the_United_Kingdom/
Stage 5: Construction, Integration and Installation | Grid Cost | CAPEX | 60000 | 1 | 1
Stage 5: Construction, Integration and Installation | Other Capex, Balance of System | CAPEX | 150000 | 1 | 1 |  | This is all other Capex costs, balance of systems
Stage 7: Use (and Operation) | Operational Costs | OPEX | 12000 | 1 | 30 | 4%
Stage 7: Use (and Operation) | PV Cleaning | OPEX | 12000 | 2 | 30 | 1% | Clearning of the panels, assuming £4 per panel, for approx 3000 panels. Do this every year
Stage 3: Spatial Coordination and Localisation | Local consultant | Consultancy | 10000 | 0 | 1 | 0%
Stage 6: Handover | Connections O&M manuals | Consultancy | 5000 | 1 | 1 | 0%
General Assumptions for this project:
- 1 kW system of solar panels can generate around 850 kWh of electricity each year.
https://www.yesenergysolutions.co.uk/advice/how-much-energy-solar-panels-produce-home
- no specific PV export limitation to avoid complications
- Annual degregation of the panels is 0.5% per annum https://www.solarpowerportal.co.uk/news/uk_solar_costs_plummeting_beyond_forecasts_as_cheap_as_40_mwh_by_2030
How to use this page:
Insert in the table below all the expenditure that you expect for this project.
Use the text box on the side to highlight assumptions.
As a best practice try to provide a link to references when available.
Plan of work Stage: The Plan of work stage that the income stream is aligned to
Name: The name of the expenditure stream
Category: Indicate the category of the expenditure. This can be a one-off cost (CAPEX or Consulting) or a recurring expenditure (OPEX).
Price (£ or £/year) This is the price paid for the material or service. In case of recurring expenditure price give an annual price.
Start year: Give the initial year that the expenditure begins
Lifetime: The lifetime, in years, for when the expenditure is incurred. This value is used only for items categorised as recurring expenditures (OPEX).
Annual Increase: Annual increase in expenditure from year 2 onwards can be applied to each income stream. This is a value between 0 and 1 representing price increase of 0 to 100% per year. This value is used only for items categorised as recurring expenditures (OPEX).
Description: A short description to describe the expenditure and any other important details.
Reference: Links to relevant sources
Project lifetime (years): Add the desired length of the project in years
Discount rate: The discount rate for calcualting the Net Present Value (for green book this is commonly 3.5%)
Note on G27: [Threaded comment] Your version of Excel allows you to read this threaded comment; however, any edits to it will get removed if the file is opened in a newer version of Excel. Learn more: https://go.microsoft.com/fwlink/?linkid=870924 Comment: If a expenditure or income only occurs on one year then the lifetime should be given the value 1. Reply: If category is different from OPEX this is not taken into account

## Step 2_Revenue3
Plan of work Stage | Name | Units (#/year) | Rate (£/Unit) | Annual Perfomance decrease rate | Annual price increase | Start Year | Lifetime | Description | Reference
Stage 7: Use (and Operation) | Savings from PV Self usage | 680000 | 0.13 | 0.5% | 1% | 2 | 25 | Assumptions: - cost of electricity saved 13p/kWh, - 80% of energy produced is used for self- consumption with the rest exported to the grid
Stage 7: Use (and Operation) | Smart Export Guarantee | 85000 | 0.04 | 0.5% | 2% | 2 | 25 | Assumptions: - 10% of electricity produced per year is sold as part of smart export guarantee at 4p/kWh | - https://www.greenmatch.co.uk/blog/2014/06/solar-panels-are-they-worth-it - https://www.greenmatch.co.uk/green-energy/grants/smart-export-guarantee
Stage 7: Use (and Operation) | Feasibility funding | 10000 | 1 | 0% | 0% | 2 | 1 | Grant funding
Stage 7: Use (and Operation) | PPA | 85000 | 0.08 | 0% | 2% | 2 | 25 | Assumptions: - 10% of energy produced is sold in a PPA at 8p/kWh - The PPA price will increase over time at 2% | - https://www.solarpowerportal.co.uk/blogs/pricing_power - https://www.seia.org/research-resources/solar-power-purchase-agreements
Stage 7: Use (and Operation) | REGO Certificate | 170000 | 0.15 | 0% | 0% | 2 | 25
General Assumptions:
- 1 kW system of solar panels can generate around 850 kWh of electricity each year.
https://www.yesenergysolutions.co.uk/advice/how-much-energy-solar-panels-produce-home
- no specific PV export limitation to avoid complications
- Annual degregation of the panels is 0.5% per annum https://www.solarpowerportal.co.uk/news/uk_solar_costs_plummeting_beyond_forecasts_as_cheap_as_40_mwh_by_2030
How to use this page:
Insert in the table below all the revenues that you expect for this project.
Use the text box on the side to highlight assumptions.
As a best practice try to provide a link to references when available.
Consider grants or debt fundings (e.g. loans) as revenues obtained at the corresponding year
RIBA Stage: The RIBA stage that the income stream is aligned to
Name:The name of the income stream
Units: The annual number of units of the associated income stream. For example, if the income is savings from self-import of PV, then this could be e.g. 1000kWh.
Rate (£/Unit): The savings rate in £ per unit of the associated income stream. For example, if each kWh saves £1 the enter 1.0.
Annual Perfomance decrease rate: To account for the decrease in performance of the system, e.g. the degredation of a battery. A decrease rate between 0 and 1 (representing between 0 and 100%) per year, is to be assigned.
Annual price increase: Factor that takes into account energy price increase over the years. This is a value between 0 and 1 representing inflation of 0 to 100% per year.
Lifetime: Give the lifetime, in years, for when the income stream is active.
Start Year: Give the initial year that the income stream begins
Description: A short description to describe the income stream and any other important details.
Reference: Links to relevant sources

## Cash flows3
Year | 0 | 1 | 2 | 3 | 4 | 5 | 6 | 7 | 8 | 9 | 10 | 11 | 12 | 13 | 14 | 15 | 16 | 17 | 18 | 19 | 20 | 21 | 22 | 23 | 24 | 25 | #N/A | #N/A | #N/A | #N/A | #N/A | #N/A | #N/A | #N/A | #N/A | #N/A | #N/A | #N/A | #N/A | #N/A | #N/A | #N/A | #N/A | #N/A | #N/A | #N/A | #N/A | #N/A | #N/A | #N/A | #N/A | #N/A | #N/A | #N/A | #N/A | #N/A | #N/A | #N/A | #N/A | #N/A | #N/A | #N/A | #N/A | #N/A | #N/A | #N/A | #N/A | #N/A | #N/A | #N/A | #N/A | #N/A | #N/A | #N/A | #N/A | #N/A | #N/A | #N/A | #N/A | #N/A | #N/A | #N/A | #N/A | #N/A | #N/A | #N/A | #N/A | #N/A | #N/A | #N/A | #N/A | #N/A | #N/A | #N/A | #N/A | #N/A | #N/A | #N/A | #N/A | #N/A | #N/A
Revenues | 0 | 0 | 135188 | 125820.349 | 126458.43 | 127102.3208 | 127752.1006 | 128407.8497 | 129069.6501 | 129737.5851 | 130411.7393 | 131092.199 | 131779.0518 | 132472.3869 | 133172.2951 | 133878.8686 | 134592.2015 | 135312.3891 | 136039.5289 | 136773.7197 | 137515.0621 | 138263.6587 | 139019.6136 | 139783.0328 | 140554.0244 | 141332.6982
Consulting | -74000 | -5000 | 0 | 0 | 0 | 0 | 0 | 0 | 0 | 0 | 0 | 0 | 0 | 0 | 0 | 0 | 0 | 0 | 0 | 0 | 0 | 0 | 0 | 0 | 0 | 0
CAPEX | 0 | -506000 | 0 | 0 | 0 | 0 | 0 | 0 | 0 | 0 | 0 | 0 | 0 | 0 | 0 | 0 | 0 | 0 | 0 | 0 | 0 | 0 | 0 | 0 | 0 | 0
OPEX | 0 | -12000 | -24600 | -25220.4 | -25861.98 | -26525.5508 | -27211.9554 | -27922.07 | -28656.8056 | -29417.1091 | -30203.965 | -31018.3969 | -31861.4688 | -32734.287 | -33638.0015 | -34573.8079 | -35542.9495 | -36546.7187 | -37586.4591 | -38663.5679 | -39779.4975 | -40935.7582 | -42133.9201 | -43375.6158 | -44662.5427 | -45996.4658
Cashflow (EBITDA) | -74000 | -523000 | 110588 | 100599.949 | 100596.45 | 100576.77 | 100540.1451 | 100485.7797 | 100412.8445 | 100320.476 | 100207.7743 | 100073.8021 | 99917.583 | 99738.1 | 99534.2936 | 99305.0607 | 99049.2519 | 98765.6704 | 98453.0698 | 98110.1518 | 97735.5646 | 97327.9005 | 96885.6935 | 96407.417 | 95891.4817 | 95336.2324
Cumulative Cashflow (EBITDA) | -74000 | -597000 | -486412 | -385812.051 | -285215.601 | -184638.831 | -84098.6859 | 16387.0938 | 116799.9384 | 217120.4144 | 317328.1887 | 417401.9908 | 517319.5738 | 617057.6737 | 716591.9674 | 815897.0281 | 914946.28 | 1013711.9504 | 1112165.0202 | 1210275.172 | 1308010.7366 | 1405338.6371 | 1502224.3305 | 1598631.7475 | 1694523.2292 | 1789859.4616
Payback year Scenario | 0 | 0 | 0 | 0 | 0 | 0 | 0 | 7 | 0 | 0 | 0 | 0 | 0 | 0 | 0 | 0 | 0 | 0 | 0 | 0 | 0 | 0 | 0 | 0 | 0 | 0
Discounted Cashflow | -74000 | -505314.0097 | 103235.0813 | 90735.3902 | 87663.9945 | 84682.9415 | 81789.4728 | 78980.9145 | 76254.6745 | 73608.2404 | 71039.1765 | 68545.1218 | 66123.7876 | 63772.9553 | 61490.4741 | 59274.2591 | 57122.2891 | 55032.6048 | 53003.3068 | 51032.5537 | 49118.5605 | 47259.5965 | 45453.9842 | 43700.0971 | 41996.3585 | 40341.2397
Discounted Cumulative Cashflow (EBITDA) | -74000 | -579314.0097 | -476078.9283 | -385343.5381 | -297679.5436 | -212996.6021 | -131207.1293 | -52226.2148 | 24028.4598 | 97636.7002 | 168675.8767 | 237220.9985 | 303344.7861 | 367117.7414 | 428608.2155 | 487882.4746 | 545004.7638 | 600037.3686 | 653040.6755 | 704073.2292 | 753191.7897 | 800451.3862 | 845905.3704 | 889605.4675 | 931601.826 | 971943.0657
Discounted Payback year Scenario (EBITDA) | 0 | 0 | 0 | 0 | 0 | 0 | 0 | 0 | 8 | 0 | 0 | 0 | 0 | 0 | 0 | 0 | 0 | 0 | 0 | 0 | 0 | 0 | 0 | 0 | 0 | 0

## Output3
Output - Scenario 3
|  |  |  | Metrics | Scenario 3
|  |  |  | IRR | 16.23%
|  |  |  | Nominal NPV before Tax | 971943.0657
|  |  |  | SPT [years] | 7
|  |  |  | DPT [years] | 8
| EXPENDITURE SUMMARY | Start Year | End Year | Total |  | REVENUE SUMMARY | Start Year | End Year | Total
| Stage 0: Strategic Definition | 0 | 1 | 15000 |  | Stage 0: Strategic Definition | 0 | 0 | 0
| Stage 1: Preparation and Briefing | 0 | 1 | 5000 |  | Stage 1: Preparation and Briefing | 0 | 0 | 0
| Stage 2: Concept Design | 0 | 1 | 14000 |  | Stage 2: Concept Design | 1 | 2 | 50000
| Stage 3: Spatial Coordination and Localisation | 0 | 1 | 10000 |  | Stage 3: Spatial Coordination and Localisation | 0 | 0 | 0
| Stage 4: Technical Design | 0 | 1 | 30000 |  | Stage 4: Technical Design | 0 | 0 | 0
| Stage 5: Construction, Integration and Installation | 1 | 2 | 506000 |  | Stage 5: Construction, Integration and Installation | 0 | 0 | 0
| Stage 6: Handover | 1 | 2 | 5000 |  | Stage 6: Handover | 0 | 0 | 0
| Stage 7: Use (and Operation) | 1 | 25 | 826669.2935 |  | Stage 7: Use (and Operation) | 2 | 20 | 1693180.2766
How to use this page:
On this page one can find the key financial metrics of the project. The cost of finance is not included in the results shown on this page.
Internal Rate of Return (IRR): The Internal Rate of Return. The percentage discount rate at which the NPV is zero.
Net Present Value (NPV): Net Present Value. A positive net present value means that an investment will achieve profitability over the project lifetime. A negative NPV means the investment will bring a loss over the project lifetime.
Simple Payback Time (SPT):How long it takes to achieve a positive balance, without considering the discount rate
Discounted Payback time (DPT) [years]: How long it takes to achieve a positive balance, considering the discount rate.

## Case Overview
Cases Comparison
| Metrics | Scenario 1 | Scenario 2 | Scenario 3
| IRR | 16.23% | 7.545% | 16.23%
| Nominal NPV before Tax | 971943.0657 | 256989.3308 | 971943.0657
| SPT [years] | 7 | 14 | 7
| DPT [years] | 8 | 16 | 8
How to use this page:
On this page one can find the key financial metrics of the different cases. The cost of finance is not included in the results shown on this page.
Internal Rate of Return (IRR): The Internal Rate of Return. The percentage discount rate at which the NPV is zero.
Net Present Value (NPV): Net Present Value. A positive net present value means that an investment will achieve profitability over the project lifetime. A negative NPV means the investment will bring a loss over the project lifetime.
Simple Payback Time (SPT):How long it takes to achieve a positive balance, without considering the discount rate
Discounted Payback time (DPT) [years]: How long it takes to achieve a positive balance, considering the discount rate.

## Yearly_expenditure3 (hidden)
Yearly Expenditure Scenario 3
| Stage | Category | End Year | Name | 0 | 1 | 2 | 3 | 4 | 5 | 6 | 7 | 8 | 9 | 10 | 11 | 12 | 13 | 14 | 15 | 16 | 17 | 18 | 19 | 20 | 21 | 22 | 23 | 24 | 25
15000 | Stage 0: Strategic Definition | Consultancy | 1 | Engineer Consultancy | 15000 | 0 | 0 | 0 | 0 | 0 | 0 | 0 | 0 | 0 | 0 | 0 | 0 | 0 | 0 | 0 | 0 | 0 | 0 | 0 | 0 | 0 | 0 | 0 | 0 | 0
5000 | Stage 1: Preparation and Briefing | Consultancy | 1 | Site Surveys | 5000 | 0 | 0 | 0 | 0 | 0 | 0 | 0 | 0 | 0 | 0 | 0 | 0 | 0 | 0 | 0 | 0 | 0 | 0 | 0 | 0 | 0 | 0 | 0 | 0 | 0
3000 | Stage 2: Concept Design | Consultancy | 1 | Specification consulation | 3000 | 0 | 0 | 0 | 0 | 0 | 0 | 0 | 0 | 0 | 0 | 0 | 0 | 0 | 0 | 0 | 0 | 0 | 0 | 0 | 0 | 0 | 0 | 0 | 0 | 0
3000 | Stage 2: Concept Design | Consultancy | 1 | Community Consultant | 3000 | 0 | 0 | 0 | 0 | 0 | 0 | 0 | 0 | 0 | 0 | 0 | 0 | 0 | 0 | 0 | 0 | 0 | 0 | 0 | 0 | 0 | 0 | 0 | 0 | 0
3000 | Stage 2: Concept Design | Consultancy | 1 | Planning consultant | 3000 | 0 | 0 | 0 | 0 | 0 | 0 | 0 | 0 | 0 | 0 | 0 | 0 | 0 | 0 | 0 | 0 | 0 | 0 | 0 | 0 | 0 | 0 | 0 | 0 | 0
5000 | Stage 2: Concept Design | Consultancy | 1 | Financial Consultation | 5000 | 0 | 0 | 0 | 0 | 0 | 0 | 0 | 0 | 0 | 0 | 0 | 0 | 0 | 0 | 0 | 0 | 0 | 0 | 0 | 0 | 0 | 0 | 0 | 0 | 0
30000 | Stage 4: Technical Design | Consultancy | 1 | Design team | 30000 | 0 | 0 | 0 | 0 | 0 | 0 | 0 | 0 | 0 | 0 | 0 | 0 | 0 | 0 | 0 | 0 | 0 | 0 | 0 | 0 | 0 | 0 | 0 | 0 | 0
200000 | Stage 5: Construction, Integration and Installation | CAPEX | 2 | Solar Modules | 0 | 200000 | 0 | 0 | 0 | 0 | 0 | 0 | 0 | 0 | 0 | 0 | 0 | 0 | 0 | 0 | 0 | 0 | 0 | 0 | 0 | 0 | 0 | 0 | 0 | 0
50000 | Stage 5: Construction, Integration and Installation | CAPEX | 2 | Inverters | 0 | 50000 | 0 | 0 | 0 | 0 | 0 | 0 | 0 | 0 | 0 | 0 | 0 | 0 | 0 | 0 | 0 | 0 | 0 | 0 | 0 | 0 | 0 | 0 | 0 | 0
46000 | Stage 5: Construction, Integration and Installation | CAPEX | 2 | Installation | 0 | 46000 | 0 | 0 | 0 | 0 | 0 | 0 | 0 | 0 | 0 | 0 | 0 | 0 | 0 | 0 | 0 | 0 | 0 | 0 | 0 | 0 | 0 | 0 | 0 | 0
60000 | Stage 5: Construction, Integration and Installation | CAPEX | 2 | Grid Cost | 0 | 60000 | 0 | 0 | 0 | 0 | 0 | 0 | 0 | 0 | 0 | 0 | 0 | 0 | 0 | 0 | 0 | 0 | 0 | 0 | 0 | 0 | 0 | 0 | 0 | 0
150000 | Stage 5: Construction, Integration and Installation | CAPEX | 2 | Other Capex, Balance of System | 0 | 150000 | 0 | 0 | 0 | 0 | 0 | 0 | 0 | 0 | 0 | 0 | 0 | 0 | 0 | 0 | 0 | 0 | 0 | 0 | 0 | 0 | 0 | 0 | 0 | 0
499750.8994 | Stage 7: Use (and Operation) | OPEX | 25 | Operational Costs | 0 | 12000 | 12480 | 12979.2 | 13498.368 | 14038.3027 | 14599.8348 | 15183.8282 | 15791.1814 | 16422.8286 | 17079.7417 | 17762.9314 | 18473.4487 | 19212.3866 | 19980.8821 | 20780.1174 | 21611.3221 | 22475.7749 | 23374.8059 | 24309.7982 | 25282.1901 | 26293.4777 | 27345.2168 | 28439.0255 | 29576.5865 | 30759.65
326918.394 | Stage 7: Use (and Operation) | OPEX | 25 | PV Cleaning | 0 | 0 | 12120 | 12241.2 | 12363.612 | 12487.2481 | 12612.1206 | 12738.2418 | 12865.6242 | 12994.2805 | 13124.2233 | 13255.4655 | 13388.0202 | 13521.9004 | 13657.1194 | 13793.6906 | 13931.6275 | 14070.9437 | 14211.6532 | 14353.7697 | 14497.3074 | 14642.2805 | 14788.7033 | 14936.5903 | 15085.9562 | 15236.8158
10000 | Stage 3: Spatial Coordination and Localisation | Consultancy | 1 | Local consultant | 10000 | 0 | 0 | 0 | 0 | 0 | 0 | 0 | 0 | 0 | 0 | 0 | 0 | 0 | 0 | 0 | 0 | 0 | 0 | 0 | 0 | 0 | 0 | 0 | 0 | 0
5000 | Stage 6: Handover | Consultancy | 2 | Connections O&M manuals | 0 | 5000 | 0 | 0 | 0 | 0 | 0 | 0 | 0 | 0 | 0 | 0 | 0 | 0 | 0 | 0 | 0 | 0 | 0 | 0 | 0 | 0 | 0 | 0 | 0 | 0
0 |  |  |  |  | 0 | 0 | 0 | 0 | 0 | 0 | 0 | 0 | 0 | 0 | 0 | 0 | 0 | 0 | 0 | 0 | 0 | 0 | 0 | 0 | 0 | 0 | 0 | 0 | 0 | 0
0 |  |  |  |  | 0 | 0 | 0 | 0 | 0 | 0 | 0 | 0 | 0 | 0 | 0 | 0 | 0 | 0 | 0 | 0 | 0 | 0 | 0 | 0 | 0 | 0 | 0 | 0 | 0 | 0
0 |  |  |  |  | 0 | 0 | 0 | 0 | 0 | 0 | 0 | 0 | 0 | 0 | 0 | 0 | 0 | 0 | 0 | 0 | 0 | 0 | 0 | 0 | 0 | 0 | 0 | 0 | 0 | 0
0 |  |  |  |  | 0 | 0 | 0 | 0 | 0 | 0 | 0 | 0 | 0 | 0 | 0 | 0 | 0 | 0 | 0 | 0 | 0 | 0 | 0 | 0 | 0 | 0 | 0 | 0 | 0 | 0
0 |  |  |  |  | 0 | 0 | 0 | 0 | 0 | 0 | 0 | 0 | 0 | 0 | 0 | 0 | 0 | 0 | 0 | 0 | 0 | 0 | 0 | 0 | 0 | 0 | 0 | 0 | 0 | 0
0 |  |  |  |  | 0 | 0 | 0 | 0 | 0 | 0 | 0 | 0 | 0 | 0 | 0 | 0 | 0 | 0 | 0 | 0 | 0 | 0 | 0 | 0 | 0 | 0 | 0 | 0 | 0 | 0
0 |  |  |  |  | 0 | 0 | 0 | 0 | 0 | 0 | 0 | 0 | 0 | 0 | 0 | 0 | 0 | 0 | 0 | 0 | 0 | 0 | 0 | 0 | 0 | 0 | 0 | 0 | 0 | 0
0 |  |  |  |  | 0 | 0 | 0 | 0 | 0 | 0 | 0 | 0 | 0 | 0 | 0 | 0 | 0 | 0 | 0 | 0 | 0 | 0 | 0 | 0 | 0 | 0 | 0 | 0 | 0 | 0
0 |  |  |  |  | 0 | 0 | 0 | 0 | 0 | 0 | 0 | 0 | 0 | 0 | 0 | 0 | 0 | 0 | 0 | 0 | 0 | 0 | 0 | 0 | 0 | 0 | 0 | 0 | 0 | 0
0 |  |  |  |  | 0 | 0 | 0 | 0 | 0 | 0 | 0 | 0 | 0 | 0 | 0 | 0 | 0 | 0 | 0 | 0 | 0 | 0 | 0 | 0 | 0 | 0 | 0 | 0 | 0 | 0
0 |  |  |  |  | 0 | 0 | 0 | 0 | 0 | 0 | 0 | 0 | 0 | 0 | 0 | 0 | 0 | 0 | 0 | 0 | 0 | 0 | 0 | 0 | 0 | 0 | 0 | 0 | 0 | 0
0 |  |  |  |  | 0 | 0 | 0 | 0 | 0 | 0 | 0 | 0 | 0 | 0 | 0 | 0 | 0 | 0 | 0 | 0 | 0 | 0 | 0 | 0 | 0 | 0 | 0 | 0 | 0 | 0
0 |  |  |  |  | 0 | 0 | 0 | 0 | 0 | 0 | 0 | 0 | 0 | 0 | 0 | 0 | 0 | 0 | 0 | 0 | 0 | 0 | 0 | 0 | 0 | 0 | 0 | 0 | 0 | 0
0 |  |  |  |  | 0 | 0 | 0 | 0 | 0 | 0 | 0 | 0 | 0 | 0 | 0 | 0 | 0 | 0 | 0 | 0 | 0 | 0 | 0 | 0 | 0 | 0 | 0 | 0 | 0 | 0
0 |  |  |  |  | 0 | 0 | 0 | 0 | 0 | 0 | 0 | 0 | 0 | 0 | 0 | 0 | 0 | 0 | 0 | 0 | 0 | 0 | 0 | 0 | 0 | 0 | 0 | 0 | 0 | 0
0 |  |  |  |  | 0 | 0 | 0 | 0 | 0 | 0 | 0 | 0 | 0 | 0 | 0 | 0 | 0 | 0 | 0 | 0 | 0 | 0 | 0 | 0 | 0 | 0 | 0 | 0 | 0 | 0
0 |  |  |  |  | 0 | 0 | 0 | 0 | 0 | 0 | 0 | 0 | 0 | 0 | 0 | 0 | 0 | 0 | 0 | 0 | 0 | 0 | 0 | 0 | 0 | 0 | 0 | 0 | 0 | 0
0 |  |  |  |  | 0 | 0 | 0 | 0 | 0 | 0 | 0 | 0 | 0 | 0 | 0 | 0 | 0 | 0 | 0 | 0 | 0 | 0 | 0 | 0 | 0 | 0 | 0 | 0 | 0 | 0
0 |  |  |  |  | 0 | 0 | 0 | 0 | 0 | 0 | 0 | 0 | 0 | 0 | 0 | 0 | 0 | 0 | 0 | 0 | 0 | 0 | 0 | 0 | 0 | 0 | 0 | 0 | 0 | 0
0 |  |  |  |  | 0 | 0 | 0 | 0 | 0 | 0 | 0 | 0 | 0 | 0 | 0 | 0 | 0 | 0 | 0 | 0 | 0 | 0 | 0 | 0 | 0 | 0 | 0 | 0 | 0 | 0

## Yearly_revenue3 (hidden)
Yearly revenue Scenario 3
| Stage | Category | End Year | Name | 0 | 1 | 2 | 3 | 4 | 5 | 6 | 7 | 8 | 9 | 10 | 11 | 12 | 13 | 14 | 15 | 16 | 17 | 18 | 19 | 20 | 21 | 22 | 23 | 24 | 25
2269341.0513 | Stage 7: Use (and Operation) |  | 25 | Savings from PV Self usage | 0 | 0 | 89284 | 89725.9558 | 90170.0993 | 90616.4413 | 91064.9927 | 91515.7644 | 91968.7674 | 92424.0128 | 92881.5117 | 93341.2751 | 93803.3145 | 94267.6409 | 94734.2657 | 95203.2003 | 95674.4561 | 96148.0447 | 96623.9775 | 97102.2662 | 97582.9224 | 98065.9579 | 98551.3844 | 99039.2137 | 99529.4579 | 100022.1287
99181.6657 | Stage 7: Use (and Operation) |  | 25 | Smart Export Guarantee | 0 | 0 | 3468 | 3519.6732 | 3572.1163 | 3625.3409 | 3679.3584 | 3734.1809 | 3789.8202 | 3846.2885 | 3903.5982 | 3961.7618 | 4020.7921 | 4080.7019 | 4141.5043 | 4203.2127 | 4265.8406 | 4329.4016 | 4393.9097 | 4459.379 | 4525.8237 | 4593.2585 | 4661.698 | 4731.1573 | 4801.6516 | 4873.1962
10000 | Stage 7: Use (and Operation) |  | 3 | Feasibility funding | 0 | 0 | 10000 | 0 | 0 | 0 | 0 | 0 | 0 | 0 | 0 | 0 | 0 | 0 | 0 | 0 | 0 | 0 | 0 | 0 | 0 | 0 | 0 | 0 | 0 | 0
211006.0381 | Stage 7: Use (and Operation) |  | 25 | PPA | 0 | 0 | 6936 | 7074.72 | 7216.2144 | 7360.5387 | 7507.7495 | 7657.9045 | 7811.0625 | 7967.2838 | 8126.6295 | 8289.1621 | 8454.9453 | 8624.0442 | 8796.5251 | 8972.4556 | 9151.9047 | 9334.9428 | 9521.6417 | 9712.0745 | 9906.316 | 10104.4423 | 10306.5311 | 10512.6618 | 10722.915 | 10937.3733
612000 | Stage 7: Use (and Operation) |  | 25 | REGO Certificate | 0 | 0 | 25500 | 25500 | 25500 | 25500 | 25500 | 25500 | 25500 | 25500 | 25500 | 25500 | 25500 | 25500 | 25500 | 25500 | 25500 | 25500 | 25500 | 25500 | 25500 | 25500 | 25500 | 25500 | 25500 | 25500
0 |  |  |  |  | 0 | 0 | 0 | 0 | 0 | 0 | 0 | 0 | 0 | 0 | 0 | 0 | 0 | 0 | 0 | 0 | 0 | 0 | 0 | 0 | 0 | 0 | 0 | 0 | 0 | 0
0 |  |  |  |  | 0 | 0 | 0 | 0 | 0 | 0 | 0 | 0 | 0 | 0 | 0 | 0 | 0 | 0 | 0 | 0 | 0 | 0 | 0 | 0 | 0 | 0 | 0 | 0 | 0 | 0
0 |  |  |  |  | 0 | 0 | 0 | 0 | 0 | 0 | 0 | 0 | 0 | 0 | 0 | 0 | 0 | 0 | 0 | 0 | 0 | 0 | 0 | 0 | 0 | 0 | 0 | 0 | 0 | 0
0 |  |  |  |  | 0 | 0 | 0 | 0 | 0 | 0 | 0 | 0 | 0 | 0 | 0 | 0 | 0 | 0 | 0 | 0 | 0 | 0 | 0 | 0 | 0 | 0 | 0 | 0 | 0 | 0
0 |  |  |  |  | 0 | 0 | 0 | 0 | 0 | 0 | 0 | 0 | 0 | 0 | 0 | 0 | 0 | 0 | 0 | 0 | 0 | 0 | 0 | 0 | 0 | 0 | 0 | 0 | 0 | 0
0 |  |  |  |  | 0 | 0 | 0 | 0 | 0 | 0 | 0 | 0 | 0 | 0 | 0 | 0 | 0 | 0 | 0 | 0 | 0 | 0 | 0 | 0 | 0 | 0 | 0 | 0 | 0 | 0
0 |  |  |  |  | 0 | 0 | 0 | 0 | 0 | 0 | 0 | 0 | 0 | 0 | 0 | 0 | 0 | 0 | 0 | 0 | 0 | 0 | 0 | 0 | 0 | 0 | 0 | 0 | 0 | 0
0 |  |  |  |  | 0 | 0 | 0 | 0 | 0 | 0 | 0 | 0 | 0 | 0 | 0 | 0 | 0 | 0 | 0 | 0 | 0 | 0 | 0 | 0 | 0 | 0 | 0 | 0 | 0 | 0
0 |  |  |  |  | 0 | 0 | 0 | 0 | 0 | 0 | 0 | 0 | 0 | 0 | 0 | 0 | 0 | 0 | 0 | 0 | 0 | 0 | 0 | 0 | 0 | 0 | 0 | 0 | 0 | 0
0 |  |  |  |  | 0 | 0 | 0 | 0 | 0 | 0 | 0 | 0 | 0 | 0 | 0 | 0 | 0 | 0 | 0 | 0 | 0 | 0 | 0 | 0 | 0 | 0 | 0 | 0 | 0 | 0
0 |  |  |  |  | 0 | 0 | 0 | 0 | 0 | 0 | 0 | 0 | 0 | 0 | 0 | 0 | 0 | 0 | 0 | 0 | 0 | 0 | 0 | 0 | 0 | 0 | 0 | 0 | 0 | 0
0 |  |  |  |  | 0 | 0 | 0 | 0 | 0 | 0 | 0 | 0 | 0 | 0 | 0 | 0 | 0 | 0 | 0 | 0 | 0 | 0 | 0 | 0 | 0 | 0 | 0 | 0 | 0 | 0
0 |  |  |  |  | 0 | 0 | 0 | 0 | 0 | 0 | 0 | 0 | 0 | 0 | 0 | 0 | 0 | 0 | 0 | 0 | 0 | 0 | 0 | 0 | 0 | 0 | 0 | 0 | 0 | 0
0 |  |  |  |  | 0 | 0 | 0 | 0 | 0 | 0 | 0 | 0 | 0 | 0 | 0 | 0 | 0 | 0 | 0 | 0 | 0 | 0 | 0 | 0 | 0 | 0 | 0 | 0 | 0 | 0
0 |  |  |  |  | 0 | 0 | 0 | 0 | 0 | 0 | 0 | 0 | 0 | 0 | 0 | 0 | 0 | 0 | 0 | 0 | 0 | 0 | 0 | 0 | 0 | 0 | 0 | 0 | 0 | 0
0 |  |  |  |  | 0 | 0 | 0 | 0 | 0 | 0 | 0 | 0 | 0 | 0 | 0 | 0 | 0 | 0 | 0 | 0 | 0 | 0 | 0 | 0 | 0 | 0 | 0 | 0 | 0 | 0
0 |  |  |  |  | 0 | 0 | 0 | 0 | 0 | 0 | 0 | 0 | 0 | 0 | 0 | 0 | 0 | 0 | 0 | 0 | 0 | 0 | 0 | 0 | 0 | 0 | 0 | 0 | 0 | 0
0 |  |  |  |  | 0 | 0 | 0 | 0 | 0 | 0 | 0 | 0 | 0 | 0 | 0 | 0 | 0 | 0 | 0 | 0 | 0 | 0 | 0 | 0 | 0 | 0 | 0 | 0 | 0 | 0
0 |  |  |  |  | 0 | 0 | 0 | 0 | 0 | 0 | 0 | 0 | 0 | 0 | 0 | 0 | 0 | 0 | 0 | 0 | 0 | 0 | 0 | 0 | 0 | 0 | 0 | 0 | 0 | 0
0 |  |  |  |  | 0 | 0 | 0 | 0 | 0 | 0 | 0 | 0 | 0 | 0 | 0 | 0 | 0 | 0 | 0 | 0 | 0 | 0 | 0 | 0 | 0 | 0 | 0 | 0 | 0 | 0
0 |  |  |  |  | 0 | 0 | 0 | 0 | 0 | 0 | 0 | 0 | 0 | 0 | 0 | 0 | 0 | 0 | 0 | 0 | 0 | 0 | 0 | 0 | 0 | 0 | 0 | 0 | 0 | 0
0 |  |  |  |  | 0 | 0 | 0 | 0 | 0 | 0 | 0 | 0 | 0 | 0 | 0 | 0 | 0 | 0 | 0 | 0 | 0 | 0 | 0 | 0 | 0 | 0 | 0 | 0 | 0 | 0
0 |  |  |  |  | 0 | 0 | 0 | 0 | 0 | 0 | 0 | 0 | 0 | 0 | 0 | 0 | 0 | 0 | 0 | 0 | 0 | 0 | 0 | 0 | 0 | 0 | 0 | 0 | 0 | 0
0 |  |  |  |  | 0 | 0 | 0 | 0 | 0 | 0 | 0 | 0 | 0 | 0 | 0 | 0 | 0 | 0 | 0 | 0 | 0 | 0 | 0 | 0 | 0 | 0 | 0 | 0 | 0 | 0
0 |  |  |  |  | 0 | 0 | 0 | 0 | 0 | 0 | 0 | 0 | 0 | 0 | 0 | 0 | 0 | 0 | 0 | 0 | 0 | 0 | 0 | 0 | 0 | 0 | 0 | 0 | 0 | 0

## Project Value Map3 (hidden)
Item | Present value of comulative cash flow | Point 0 | Point 1 | Point 2 | Dynamic X -Step1 | Point 0 - Step1 | Point 1 - Step1 | Point 2 -Step1 | Dynamic X- Step2 | Point 0 - Step2 | Point 1 - Step2 | Point 2 -Step2
Savings from PV Self usage | 1455280.1193 | 0 | 0 | 1455280.1193 | Savings from PV Self usage | 0 | 0 | 1455280.1193 | Savings from PV Self usage | 0 | 0 | 1455280.1193
Smart Export Guarantee | 62583.1529 | 0 | 1455280.1193 | 62583.1529 | Smart Export Guarantee | 0 | 1455280.1193 | 62583.1529 | Smart Export Guarantee | 0 | 1455280.1193 | 62583.1529
Feasibility funding | 9335.107 | 0 | 1517863.2721 | 9335.107 | Feasibility funding | 0 | 1517863.2721 | 9335.107 | Feasibility funding | 0 | 1517863.2721 | 9335.107
PPA | 132051.3575 | 0 | 1527198.3791 | 132051.3575 | PPA | 0 | 1527198.3791 | 132051.3575 | PPA | 0 | 1527198.3791 | 132051.3575
REGO Certificate | 395640.9409 | 0 | 1659249.7367 | 395640.9409 | REGO Certificate | 0 | 1659249.7367 | 395640.9409 | REGO Certificate | 0 | 1659249.7367 | 395640.9409
| 0 |  |  |  | Engineer Consultancy | 0 | 2039890.6776 | 15000 | Engineer Consultancy | 0 | 2039890.6776 | 15000
| 0 |  |  |  | Site Surveys | 0 | 2034890.6776 | 5000 | Site Surveys | 0 | 2034890.6776 | 5000
| 0 |  |  |  | Specification consulation | 0 | 2031890.6776 | 3000 | Specification consulation | 0 | 2031890.6776 | 3000
| 0 |  |  |  | Community Consultant | 0 | 2028890.6776 | 3000 | Community Consultant | 0 | 2028890.6776 | 3000
| 0 |  |  |  | Planning consultant | 0 | 2025890.6776 | 3000 | Planning consultant | 0 | 2025890.6776 | 3000
| 0 |  |  |  | Financial Consultation | 0 | 2020890.6776 | 5000 | Financial Consultation | 0 | 2020890.6776 | 5000
| 0 |  |  |  | Design team | 0 | 1990890.6776 | 30000 | Design team | 0 | 1990890.6776 | 30000
| 0 |  |  |  | Solar Modules | 0 | 1797653.9626 | 193236.715 | Solar Modules | 0 | 1797653.9626 | 193236.715
| 0 |  |  |  | Inverters | 0 | 1749344.7839 | 48309.1787 | Inverters | 0 | 1749344.7839 | 48309.1787
| 0 |  |  |  | Installation | 0 | 1704900.3394 | 44444.4444 | Installation | 0 | 1704900.3394 | 44444.4444
| 0 |  |  |  | Grid Cost | 0 | 1646929.325 | 57971.0145 | Grid Cost | 0 | 1646929.325 | 57971.0145
| 0 |  |  |  | Other Capex, Balance of System | 0 | 1502001.7887 | 144927.5362 | Other Capex, Balance of System | 0 | 1502001.7887 | 144927.5362
| 0 |  |  |  | Operational Costs | 0 | 1194704.3066 | 307297.4821 | Operational Costs | 0 | 1194704.3066 | 307297.4821
| 0 |  |  |  | PV Cleaning | 0 | 986773.9835 | 207930.323 | PV Cleaning | 0 | 986773.9835 | 207930.323
| 0 |  |  |  | Local consultant | 0 | 976773.9835 | 10000 | Local consultant | 0 | 976773.9835 | 10000
| 0 |  |  |  | Connections O&M manuals | 0 | 971943.0657 | 4830.9179 | Connections O&M manuals | 0 | 971943.0657 | 4830.9179
| 0 |  |  |  | Nominal NPV before Tax | 0 | 0 | 971943.0657 | Nominal NPV before Tax | 0 | 0 | 971943.0657
| 0 |  |  |  | #N/A | #N/A | #N/A | #N/A
| 0 |  |  |  | #N/A | #N/A | #N/A | #N/A
| 0 |  |  |  | #N/A | #N/A | #N/A | #N/A
| 0 |  |  |  | #N/A | #N/A | #N/A | #N/A
| 0 |  |  |  | #N/A | #N/A | #N/A | #N/A
| 0 |  |  |  | #N/A | #N/A | #N/A | #N/A
| 0 |  |  |  | #N/A | #N/A | #N/A | #N/A
| 0 |  |  |  | #N/A | #N/A | #N/A | #N/A
| 0 |  |  |  | #N/A | #N/A | #N/A | #N/A
Engineer Consultancy | 15000 | 0 | 2039890.6776 | 15000 | #N/A | #N/A | #N/A | #N/A
Site Surveys | 5000 | 0 | 2034890.6776 | 5000 | #N/A | #N/A | #N/A | #N/A
Specification consulation | 3000 | 0 | 2031890.6776 | 3000 | #N/A | #N/A | #N/A | #N/A
Community Consultant | 3000 | 0 | 2028890.6776 | 3000 | #N/A | #N/A | #N/A | #N/A
Planning consultant | 3000 | 0 | 2025890.6776 | 3000 | #N/A | #N/A | #N/A | #N/A
Financial Consultation | 5000 | 0 | 2020890.6776 | 5000 | #N/A | #N/A | #N/A | #N/A
Design team | 30000 | 0 | 1990890.6776 | 30000 | #N/A | #N/A | #N/A | #N/A
Solar Modules | 193236.715 | 0 | 1797653.9626 | 193236.715 | #N/A | #N/A | #N/A | #N/A
Inverters | 48309.1787 | 0 | 1749344.7839 | 48309.1787 | #N/A | #N/A | #N/A | #N/A
Installation | 44444.4444 | 0 | 1704900.3394 | 44444.4444 | #N/A | #N/A | #N/A | #N/A
Grid Cost | 57971.0145 | 0 | 1646929.325 | 57971.0145 | #N/A | #N/A | #N/A | #N/A
Other Capex, Balance of System | 144927.5362 | 0 | 1502001.7887 | 144927.5362 | #N/A | #N/A | #N/A | #N/A
Operational Costs | 307297.4821 | 0 | 1194704.3066 | 307297.4821 | #N/A | #N/A | #N/A | #N/A
PV Cleaning | 207930.323 | 0 | 986773.9835 | 207930.323 | #N/A | #N/A | #N/A | #N/A
Local consultant | 10000 | 0 | 976773.9835 | 10000 | #N/A | #N/A | #N/A | #N/A
Connections O&M manuals | 4830.9179 | 0 | 971943.0657 | 4830.9179 | #N/A | #N/A | #N/A | #N/A
| 0 |  |  |  | #N/A | #N/A | #N/A | #N/A
| 0 |  |  |  | #N/A | #N/A | #N/A | #N/A
| 0 |  |  |  | #N/A | #N/A | #N/A | #N/A
| 0 |  |  |  | #N/A | #N/A | #N/A | #N/A
| 0 |  |  |  | #N/A | #N/A | #N/A | #N/A
| 0 |  |  |  | #N/A | #N/A | #N/A | #N/A
| 0 |  |  |  | #N/A | #N/A | #N/A | #N/A
| 0 |  |  |  | #N/A | #N/A | #N/A | #N/A
| 0 |  |  |  | #N/A | #N/A | #N/A | #N/A
| 0 |  |  |  | #N/A | #N/A | #N/A | #N/A
| 0 |  |  |  | #N/A | #N/A | #N/A | #N/A
| 0 |  |  |  | #N/A | #N/A | #N/A | #N/A
| 0 |  |  |  | #N/A | #N/A | #N/A | #N/A
| 0 |  |  |  | #N/A | #N/A | #N/A | #N/A
| 0 |  |  |  | #N/A | #N/A | #N/A | #N/A
| 0 |  |  |  | #N/A | #N/A | #N/A | #N/A
| 0 |  |  |  | #N/A | #N/A | #N/A | #N/A
| 0 |  |  |  | #N/A | #N/A | #N/A | #N/A
| 0 |  |  |  | #N/A | #N/A | #N/A | #N/A
| 0 |  |  |  | #N/A | #N/A | #N/A | #N/A
| 0 |  |  |  | #N/A | #N/A | #N/A | #N/A
Nominal NPV before Tax | 971943.0657 | 0 | 0 | 971943.0657 | #N/A | #N/A | #N/A | #N/A

## Project Value Map2 (hidden)
Item | Present value of comulative cash flow | Point 0 | Point 1 | Point 2 | Dynamic X -Step1 | Point 0 - Step1 | Point 1 - Step1 | Point 2 -Step1 | Dynamic X- Step2 | Point 0 - Step2 | Point 1 - Step2 | Point 2 -Step2
Grant | 48309.1787 | 0 | 0 | 48309.1787 | Grant | 0 | 0 | 48309.1787 | Grant | 0 | 0 | 48309.1787
Dynamic Containment | 834127.2185 | 0 | 48309.1787 | 834127.2185 | Dynamic Containment | 0 | 48309.1787 | 834127.2185 | Dynamic Containment | 0 | 48309.1787 | 834127.2185
Trading on Capacity Market | 318294.3721 | 0 | 882436.3972 | 318294.3721 | Trading on Capacity Market | 0 | 882436.3972 | 318294.3721 | Trading on Capacity Market | 0 | 882436.3972 | 318294.3721
| 0 |  |  |  | Site Selection/Appraisal | 0 | 1199730.7693 | 1000 | Site Selection/Appraisal | 0 | 1199730.7693 | 1000
| 0 |  |  |  | First Stage Battery Modelling | 0 | 1198730.7693 | 1000 | First Stage Battery Modelling | 0 | 1198730.7693 | 1000
| 0 |  |  |  | Outline Business Case | 0 | 1198230.7693 | 500 | Outline Business Case | 0 | 1198230.7693 | 500
| 0 |  |  |  | Budget 99 Application | 0 | 1195730.7693 | 2500 | Budget 99 Application | 0 | 1195730.7693 | 2500
| 0 |  |  |  | Second Stage Battery Modelling based on G99 Application | 0 | 1192730.7693 | 3000 | Second Stage Battery Modelling based on G99 Application | 0 | 1192730.7693 | 3000
| 0 |  |  |  | - Full Grid Connection Application -Planning Application - Detailed site surveys - Detailed Design/Architectural Drawings | 0 | 1168576.18 | 24154.5894 | - Full Grid Connection Application -Planning Application - Detailed site surveys - Detailed Design/Architectural Drawings | 0 | 1168576.18 | 24154.5894
| 0 |  |  |  | BESS construction and installation | 0 | 540556.8563 | 628019.3237 | BESS construction and installation | 0 | 540556.8563 | 628019.3237
| 0 |  |  |  | Battery Cell Replacement | 0 | 256989.3308 | 283567.5255 | Battery Cell Replacement | 0 | 256989.3308 | 283567.5255
| 0 |  |  |  | Nominal NPV before Tax | 0 | 0 | 256989.3308 | Nominal NPV before Tax | 0 | 0 | 256989.3308
| 0 |  |  |  | #N/A | #N/A | #N/A | #N/A
| 0 |  |  |  | #N/A | #N/A | #N/A | #N/A
| 0 |  |  |  | #N/A | #N/A | #N/A | #N/A
| 0 |  |  |  | #N/A | #N/A | #N/A | #N/A
| 0 |  |  |  | #N/A | #N/A | #N/A | #N/A
| 0 |  |  |  | #N/A | #N/A | #N/A | #N/A
| 0 |  |  |  | #N/A | #N/A | #N/A | #N/A
| 0 |  |  |  | #N/A | #N/A | #N/A | #N/A
| 0 |  |  |  | #N/A | #N/A | #N/A | #N/A
| 0 |  |  |  | #N/A | #N/A | #N/A | #N/A
| 0 |  |  |  | #N/A | #N/A | #N/A | #N/A
| 0 |  |  |  | #N/A | #N/A | #N/A | #N/A
| 0 |  |  |  | #N/A | #N/A | #N/A | #N/A
| 0 |  |  |  | #N/A | #N/A | #N/A | #N/A
| 0 |  |  |  | #N/A | #N/A | #N/A | #N/A
| 0 |  |  |  | #N/A | #N/A | #N/A | #N/A
| 0 |  |  |  | #N/A | #N/A | #N/A | #N/A
| 0 |  |  |  | #N/A | #N/A | #N/A | #N/A
| 0 |  |  |  | #N/A | #N/A | #N/A | #N/A
Site Selection/Appraisal | 1000 | 0 | 1199730.7693 | 1000 | #N/A | #N/A | #N/A | #N/A
First Stage Battery Modelling | 1000 | 0 | 1198730.7693 | 1000 | #N/A | #N/A | #N/A | #N/A
Outline Business Case | 500 | 0 | 1198230.7693 | 500 | #N/A | #N/A | #N/A | #N/A
Budget 99 Application | 2500 | 0 | 1195730.7693 | 2500 | #N/A | #N/A | #N/A | #N/A
Second Stage Battery Modelling based on G99 Application | 3000 | 0 | 1192730.7693 | 3000 | #N/A | #N/A | #N/A | #N/A
- Full Grid Connection Application -Planning Application - Detailed site surveys - Detailed Design/Architectural Drawings | 24154.5894 | 0 | 1168576.18 | 24154.5894 | #N/A | #N/A | #N/A | #N/A
BESS construction and installation | 628019.3237 | 0 | 540556.8563 | 628019.3237 | #N/A | #N/A | #N/A | #N/A
Battery Cell Replacement | 283567.5255 | 0 | 256989.3308 | 283567.5255 | #N/A | #N/A | #N/A | #N/A
| 0 |  |  |  | #N/A | #N/A | #N/A | #N/A
| 0 |  |  |  | #N/A | #N/A | #N/A | #N/A
| 0 |  |  |  | #N/A | #N/A | #N/A | #N/A
| 0 |  |  |  | #N/A | #N/A | #N/A | #N/A
| 0 |  |  |  | #N/A | #N/A | #N/A | #N/A
| 0 |  |  |  | #N/A | #N/A | #N/A | #N/A
| 0 |  |  |  | #N/A | #N/A | #N/A | #N/A
| 0 |  |  |  | #N/A | #N/A | #N/A | #N/A
| 0 |  |  |  | #N/A | #N/A | #N/A | #N/A
| 0 |  |  |  | #N/A | #N/A | #N/A | #N/A
| 0 |  |  |  | #N/A | #N/A | #N/A | #N/A
| 0 |  |  |  | #N/A | #N/A | #N/A | #N/A
| 0 |  |  |  | #N/A | #N/A | #N/A | #N/A
| 0 |  |  |  | #N/A | #N/A | #N/A | #N/A
| 0 |  |  |  | #N/A | #N/A | #N/A | #N/A
| 0 |  |  |  | #N/A | #N/A | #N/A | #N/A
| 0 |  |  |  | #N/A | #N/A | #N/A | #N/A
| 0 |  |  |  | #N/A | #N/A | #N/A | #N/A
| 0 |  |  |  | #N/A | #N/A | #N/A | #N/A
| 0 |  |  |  | #N/A | #N/A | #N/A | #N/A
| 0 |  |  |  | #N/A | #N/A | #N/A | #N/A
| 0 |  |  |  | #N/A | #N/A | #N/A | #N/A
| 0 |  |  |  | #N/A | #N/A | #N/A | #N/A
| 0 |  |  |  | #N/A | #N/A | #N/A | #N/A
| 0 |  |  |  | #N/A | #N/A | #N/A | #N/A
| 0 |  |  |  | #N/A | #N/A | #N/A | #N/A
| 0 |  |  |  | #N/A | #N/A | #N/A | #N/A
| 0 |  |  |  | #N/A | #N/A | #N/A | #N/A
| 0 |  |  |  | #N/A | #N/A | #N/A | #N/A
Nominal NPV before Tax | 256989.3308 | 0 | 0 | 256989.3308 | #N/A | #N/A | #N/A | #N/A

## Yearly_expenditure2 (hidden)
Yearly Expenditure Scenario 2
| Stage | Category | End Year | Name | 0 | 1 | 2 | 3 | 4 | 5 | 6 | 7 | 8 | 9 | 10 | 11 | 12 | 13 | 14 | 15 | 16 | 17 | 18 | 19 | 20
1000 | Stage 0: Strategic Definition | Consultancy | 0 | Site Selection/Appraisal | 1000 | 0 | 0 | 0 | 0 | 0 | 0 | 0 | 0 | 0 | 0 | 0 | 0 | 0 | 0 | 0 | 0 | 0 | 0 | 0 | 0
1000 | Stage 0: Strategic Definition | Consultancy | 0 | First Stage Battery Modelling | 1000 | 0 | 0 | 0 | 0 | 0 | 0 | 0 | 0 | 0 | 0 | 0 | 0 | 0 | 0 | 0 | 0 | 0 | 0 | 0 | 0
500 | Stage 0: Strategic Definition | Consultancy | 0 | Outline Business Case | 500 | 0 | 0 | 0 | 0 | 0 | 0 | 0 | 0 | 0 | 0 | 0 | 0 | 0 | 0 | 0 | 0 | 0 | 0 | 0 | 0
2500 | Stage 1: Preparation and Briefing | Consultancy | 0 | Budget 99 Application | 2500 | 0 | 0 | 0 | 0 | 0 | 0 | 0 | 0 | 0 | 0 | 0 | 0 | 0 | 0 | 0 | 0 | 0 | 0 | 0 | 0
3000 | Stage 1: Preparation and Briefing | Consultancy | 0 | Second Stage Battery Modelling based on G99 Application | 3000 | 0 | 0 | 0 | 0 | 0 | 0 | 0 | 0 | 0 | 0 | 0 | 0 | 0 | 0 | 0 | 0 | 0 | 0 | 0 | 0
25000 | Stage 3: Spatial Coordination and Localisation | Consultancy | 1 | - Full Grid Connection Application -Planning Application - Detailed site surveys - Detailed Design/Architectural Drawings | 0 | 25000 | 0 | 0 | 0 | 0 | 0 | 0 | 0 | 0 | 0 | 0 | 0 | 0 | 0 | 0 | 0 | 0 | 0 | 0 | 0
650000 | Stage 5: Manufacturing and Construction | CAPEX | 2 | BESS construction and installation | 0 | 650000 | 0 | 0 | 0 | 0 | 0 | 0 | 0 | 0 | 0 | 0 | 0 | 0 | 0 | 0 | 0 | 0 | 0 | 0 | 0
400000 | Stage 7: Use (and Operation) | CAPEX | 11 | Battery Cell Replacement | 0 | 0 | 0 | 0 | 0 | 0 | 0 | 0 | 0 | 0 | 400000 | 0 | 0 | 0 | 0 | 0 | 0 | 0 | 0 | 0 | 0
0 |  |  |  |  | 0 | 0 | 0 | 0 | 0 | 0 | 0 | 0 | 0 | 0 | 0 | 0 | 0 | 0 | 0 | 0 | 0 | 0 | 0 | 0 | 0
0 |  |  |  |  | 0 | 0 | 0 | 0 | 0 | 0 | 0 | 0 | 0 | 0 | 0 | 0 | 0 | 0 | 0 | 0 | 0 | 0 | 0 | 0 | 0
0 |  |  |  |  | 0 | 0 | 0 | 0 | 0 | 0 | 0 | 0 | 0 | 0 | 0 | 0 | 0 | 0 | 0 | 0 | 0 | 0 | 0 | 0 | 0
0 |  |  |  |  | 0 | 0 | 0 | 0 | 0 | 0 | 0 | 0 | 0 | 0 | 0 | 0 | 0 | 0 | 0 | 0 | 0 | 0 | 0 | 0 | 0
0 |  |  |  |  | 0 | 0 | 0 | 0 | 0 | 0 | 0 | 0 | 0 | 0 | 0 | 0 | 0 | 0 | 0 | 0 | 0 | 0 | 0 | 0 | 0
0 |  |  |  |  | 0 | 0 | 0 | 0 | 0 | 0 | 0 | 0 | 0 | 0 | 0 | 0 | 0 | 0 | 0 | 0 | 0 | 0 | 0 | 0 | 0
0 |  |  |  |  | 0 | 0 | 0 | 0 | 0 | 0 | 0 | 0 | 0 | 0 | 0 | 0 | 0 | 0 | 0 | 0 | 0 | 0 | 0 | 0 | 0
0 |  |  |  |  | 0 | 0 | 0 | 0 | 0 | 0 | 0 | 0 | 0 | 0 | 0 | 0 | 0 | 0 | 0 | 0 | 0 | 0 | 0 | 0 | 0
0 |  |  |  |  | 0 | 0 | 0 | 0 | 0 | 0 | 0 | 0 | 0 | 0 | 0 | 0 | 0 | 0 | 0 | 0 | 0 | 0 | 0 | 0 | 0
0 |  |  |  |  | 0 | 0 | 0 | 0 | 0 | 0 | 0 | 0 | 0 | 0 | 0 | 0 | 0 | 0 | 0 | 0 | 0 | 0 | 0 | 0 | 0
0 |  |  |  |  | 0 | 0 | 0 | 0 | 0 | 0 | 0 | 0 | 0 | 0 | 0 | 0 | 0 | 0 | 0 | 0 | 0 | 0 | 0 | 0 | 0
0 |  |  |  |  | 0 | 0 | 0 | 0 | 0 | 0 | 0 | 0 | 0 | 0 | 0 | 0 | 0 | 0 | 0 | 0 | 0 | 0 | 0 | 0 | 0
0 |  |  |  |  | 0 | 0 | 0 | 0 | 0 | 0 | 0 | 0 | 0 | 0 | 0 | 0 | 0 | 0 | 0 | 0 | 0 | 0 | 0 | 0 | 0
0 |  |  |  |  | 0 | 0 | 0 | 0 | 0 | 0 | 0 | 0 | 0 | 0 | 0 | 0 | 0 | 0 | 0 | 0 | 0 | 0 | 0 | 0 | 0
0 |  |  |  |  | 0 | 0 | 0 | 0 | 0 | 0 | 0 | 0 | 0 | 0 | 0 | 0 | 0 | 0 | 0 | 0 | 0 | 0 | 0 | 0 | 0
0 |  |  |  |  | 0 | 0 | 0 | 0 | 0 | 0 | 0 | 0 | 0 | 0 | 0 | 0 | 0 | 0 | 0 | 0 | 0 | 0 | 0 | 0 | 0
0 |  |  |  |  | 0 | 0 | 0 | 0 | 0 | 0 | 0 | 0 | 0 | 0 | 0 | 0 | 0 | 0 | 0 | 0 | 0 | 0 | 0 | 0 | 0
0 |  |  |  |  | 0 | 0 | 0 | 0 | 0 | 0 | 0 | 0 | 0 | 0 | 0 | 0 | 0 | 0 | 0 | 0 | 0 | 0 | 0 | 0 | 0
0 |  |  |  |  | 0 | 0 | 0 | 0 | 0 | 0 | 0 | 0 | 0 | 0 | 0 | 0 | 0 | 0 | 0 | 0 | 0 | 0 | 0 | 0 | 0
0 |  |  |  |  | 0 | 0 | 0 | 0 | 0 | 0 | 0 | 0 | 0 | 0 | 0 | 0 | 0 | 0 | 0 | 0 | 0 | 0 | 0 | 0 | 0
0 |  |  |  |  | 0 | 0 | 0 | 0 | 0 | 0 | 0 | 0 | 0 | 0 | 0 | 0 | 0 | 0 | 0 | 0 | 0 | 0 | 0 | 0 | 0
0 |  |  |  |  | 0 | 0 | 0 | 0 | 0 | 0 | 0 | 0 | 0 | 0 | 0 | 0 | 0 | 0 | 0 | 0 | 0 | 0 | 0 | 0 | 0
0 |  |  |  |  | 0 | 0 | 0 | 0 | 0 | 0 | 0 | 0 | 0 | 0 | 0 | 0 | 0 | 0 | 0 | 0 | 0 | 0 | 0 | 0 | 0
0 |  |  |  |  | 0 | 0 | 0 | 0 | 0 | 0 | 0 | 0 | 0 | 0 | 0 | 0 | 0 | 0 | 0 | 0 | 0 | 0 | 0 | 0 | 0
0 |  |  |  |  | 0 | 0 | 0 | 0 | 0 | 0 | 0 | 0 | 0 | 0 | 0 | 0 | 0 | 0 | 0 | 0 | 0 | 0 | 0 | 0 | 0
0 |  |  |  |  | 0 | 0 | 0 | 0 | 0 | 0 | 0 | 0 | 0 | 0 | 0 | 0 | 0 | 0 | 0 | 0 | 0 | 0 | 0 | 0 | 0
0 |  |  |  |  | 0 | 0 | 0 | 0 | 0 | 0 | 0 | 0 | 0 | 0 | 0 | 0 | 0 | 0 | 0 | 0 | 0 | 0 | 0 | 0 | 0
0 |  |  |  |  | 0 | 0 | 0 | 0 | 0 | 0 | 0 | 0 | 0 | 0 | 0 | 0 | 0 | 0 | 0 | 0 | 0 | 0 | 0 | 0 | 0

## Yearly_revenue2 (hidden)
Yearly revenue Scenario 2
| Stage | Category | End Year | Name | 0 | 1 | 2 | 3 | 4 | 5 | 6 | 7 | 8 | 9 | 10 | 11 | 12 | 13 | 14 | 15 | 16 | 17 | 18 | 19 | 20
50000 | Stage 2: Concept Design |  | 2 | Grant | 0 | 50000 | 0 | 0 | 0 | 0 | 0 | 0 | 0 | 0 | 0 | 0 | 0 | 0 | 0 | 0 | 0 | 0 | 0 | 0 | 0
1227232.8806 | Stage 7: Use (and Operation) |  | 20 | Dynamic Containment | 0 | 0 | 51250 | 52531.25 | 53844.5312 | 55190.6445 | 56570.4106 | 57984.6709 | 59434.2877 | 60920.1449 | 62443.1485 | 64004.2272 | 65604.3329 | 67244.4412 | 68925.5522 | 70648.691 | 72414.9083 | 74225.281 | 76080.9131 | 77982.9359 | 79932.5093
465947.396 | Stage 7: Use (and Operation) |  | 20 | Trading on Capacity Market | 0 | 0 | 20400 | 20808 | 21224.16 | 21648.6432 | 22081.6161 | 22523.2484 | 22973.7134 | 23433.1876 | 23901.8514 | 24379.8884 | 24867.4862 | 25364.8359 | 25872.1326 | 26389.5753 | 26917.3668 | 27455.7141 | 28004.8284 | 28564.925 | 29136.2235
0 |  |  |  |  | 0 | 0 | 0 | 0 | 0 | 0 | 0 | 0 | 0 | 0 | 0 | 0 | 0 | 0 | 0 | 0 | 0 | 0 | 0 | 0 | 0
0 |  |  |  |  | 0 | 0 | 0 | 0 | 0 | 0 | 0 | 0 | 0 | 0 | 0 | 0 | 0 | 0 | 0 | 0 | 0 | 0 | 0 | 0 | 0
0 |  |  |  |  | 0 | 0 | 0 | 0 | 0 | 0 | 0 | 0 | 0 | 0 | 0 | 0 | 0 | 0 | 0 | 0 | 0 | 0 | 0 | 0 | 0
0 |  |  |  |  | 0 | 0 | 0 | 0 | 0 | 0 | 0 | 0 | 0 | 0 | 0 | 0 | 0 | 0 | 0 | 0 | 0 | 0 | 0 | 0 | 0
0 |  |  |  |  | 0 | 0 | 0 | 0 | 0 | 0 | 0 | 0 | 0 | 0 | 0 | 0 | 0 | 0 | 0 | 0 | 0 | 0 | 0 | 0 | 0
0 |  |  |  |  | 0 | 0 | 0 | 0 | 0 | 0 | 0 | 0 | 0 | 0 | 0 | 0 | 0 | 0 | 0 | 0 | 0 | 0 | 0 | 0 | 0
0 |  |  |  |  | 0 | 0 | 0 | 0 | 0 | 0 | 0 | 0 | 0 | 0 | 0 | 0 | 0 | 0 | 0 | 0 | 0 | 0 | 0 | 0 | 0
0 |  |  |  |  | 0 | 0 | 0 | 0 | 0 | 0 | 0 | 0 | 0 | 0 | 0 | 0 | 0 | 0 | 0 | 0 | 0 | 0 | 0 | 0 | 0
0 |  |  |  |  | 0 | 0 | 0 | 0 | 0 | 0 | 0 | 0 | 0 | 0 | 0 | 0 | 0 | 0 | 0 | 0 | 0 | 0 | 0 | 0 | 0
0 |  |  |  |  | 0 | 0 | 0 | 0 | 0 | 0 | 0 | 0 | 0 | 0 | 0 | 0 | 0 | 0 | 0 | 0 | 0 | 0 | 0 | 0 | 0
0 |  |  |  |  | 0 | 0 | 0 | 0 | 0 | 0 | 0 | 0 | 0 | 0 | 0 | 0 | 0 | 0 | 0 | 0 | 0 | 0 | 0 | 0 | 0
0 |  |  |  |  | 0 | 0 | 0 | 0 | 0 | 0 | 0 | 0 | 0 | 0 | 0 | 0 | 0 | 0 | 0 | 0 | 0 | 0 | 0 | 0 | 0
0 |  |  |  |  | 0 | 0 | 0 | 0 | 0 | 0 | 0 | 0 | 0 | 0 | 0 | 0 | 0 | 0 | 0 | 0 | 0 | 0 | 0 | 0 | 0
0 |  |  |  |  | 0 | 0 | 0 | 0 | 0 | 0 | 0 | 0 | 0 | 0 | 0 | 0 | 0 | 0 | 0 | 0 | 0 | 0 | 0 | 0 | 0
0 |  |  |  |  | 0 | 0 | 0 | 0 | 0 | 0 | 0 | 0 | 0 | 0 | 0 | 0 | 0 | 0 | 0 | 0 | 0 | 0 | 0 | 0 | 0
0 |  |  |  |  | 0 | 0 | 0 | 0 | 0 | 0 | 0 | 0 | 0 | 0 | 0 | 0 | 0 | 0 | 0 | 0 | 0 | 0 | 0 | 0 | 0
0 |  |  |  |  | 0 | 0 | 0 | 0 | 0 | 0 | 0 | 0 | 0 | 0 | 0 | 0 | 0 | 0 | 0 | 0 | 0 | 0 | 0 | 0 | 0
0 |  |  |  |  | 0 | 0 | 0 | 0 | 0 | 0 | 0 | 0 | 0 | 0 | 0 | 0 | 0 | 0 | 0 | 0 | 0 | 0 | 0 | 0 | 0
0 |  |  |  |  | 0 | 0 | 0 | 0 | 0 | 0 | 0 | 0 | 0 | 0 | 0 | 0 | 0 | 0 | 0 | 0 | 0 | 0 | 0 | 0 | 0
0 |  |  |  |  | 0 | 0 | 0 | 0 | 0 | 0 | 0 | 0 | 0 | 0 | 0 | 0 | 0 | 0 | 0 | 0 | 0 | 0 | 0 | 0 | 0
0 |  |  |  |  | 0 | 0 | 0 | 0 | 0 | 0 | 0 | 0 | 0 | 0 | 0 | 0 | 0 | 0 | 0 | 0 | 0 | 0 | 0 | 0 | 0
0 |  |  |  |  | 0 | 0 | 0 | 0 | 0 | 0 | 0 | 0 | 0 | 0 | 0 | 0 | 0 | 0 | 0 | 0 | 0 | 0 | 0 | 0 | 0
0 |  |  |  |  | 0 | 0 | 0 | 0 | 0 | 0 | 0 | 0 | 0 | 0 | 0 | 0 | 0 | 0 | 0 | 0 | 0 | 0 | 0 | 0 | 0
0 |  |  |  |  | 0 | 0 | 0 | 0 | 0 | 0 | 0 | 0 | 0 | 0 | 0 | 0 | 0 | 0 | 0 | 0 | 0 | 0 | 0 | 0 | 0
0 |  |  |  |  | 0 | 0 | 0 | 0 | 0 | 0 | 0 | 0 | 0 | 0 | 0 | 0 | 0 | 0 | 0 | 0 | 0 | 0 | 0 | 0 | 0
0 |  |  |  |  | 0 | 0 | 0 | 0 | 0 | 0 | 0 | 0 | 0 | 0 | 0 | 0 | 0 | 0 | 0 | 0 | 0 | 0 | 0 | 0 | 0
0 |  |  |  |  | 0 | 0 | 0 | 0 | 0 | 0 | 0 | 0 | 0 | 0 | 0 | 0 | 0 | 0 | 0 | 0 | 0 | 0 | 0 | 0 | 0

## Yearly_revenue1 (hidden)
Yearly revenue Scenario 1
| Stage | Category | End Year | Name | 0 | 1 | 2 | 3 | 4 | 5 | 6 | 7 | 8 | 9 | 10 | 11 | 12 | 13 | 14 | 15 | 16 | 17 | 18 | 19 | 20 | 21 | 22 | 23 | 24 | 25
2269341.0513 | Stage 7: Use (and Operation) |  | 25 | Savings from PV Self usage | 0 | 0 | 89284 | 89725.9558 | 90170.0993 | 90616.4413 | 91064.9927 | 91515.7644 | 91968.7674 | 92424.0128 | 92881.5117 | 93341.2751 | 93803.3145 | 94267.6409 | 94734.2657 | 95203.2003 | 95674.4561 | 96148.0447 | 96623.9775 | 97102.2662 | 97582.9224 | 98065.9579 | 98551.3844 | 99039.2137 | 99529.4579 | 100022.1287
99181.6657 | Stage 7: Use (and Operation) |  | 25 | Smart Export Guarantee | 0 | 0 | 3468 | 3519.6732 | 3572.1163 | 3625.3409 | 3679.3584 | 3734.1809 | 3789.8202 | 3846.2885 | 3903.5982 | 3961.7618 | 4020.7921 | 4080.7019 | 4141.5043 | 4203.2127 | 4265.8406 | 4329.4016 | 4393.9097 | 4459.379 | 4525.8237 | 4593.2585 | 4661.698 | 4731.1573 | 4801.6516 | 4873.1962
10000 | Stage 7: Use (and Operation) |  | 3 | Feasibility funding | 0 | 0 | 10000 | 0 | 0 | 0 | 0 | 0 | 0 | 0 | 0 | 0 | 0 | 0 | 0 | 0 | 0 | 0 | 0 | 0 | 0 | 0 | 0 | 0 | 0 | 0
211006.0381 | Stage 7: Use (and Operation) |  | 25 | PPA | 0 | 0 | 6936 | 7074.72 | 7216.2144 | 7360.5387 | 7507.7495 | 7657.9045 | 7811.0625 | 7967.2838 | 8126.6295 | 8289.1621 | 8454.9453 | 8624.0442 | 8796.5251 | 8972.4556 | 9151.9047 | 9334.9428 | 9521.6417 | 9712.0745 | 9906.316 | 10104.4423 | 10306.5311 | 10512.6618 | 10722.915 | 10937.3733
612000 | Stage 7: Use (and Operation) |  | 25 | REGO Certificate | 0 | 0 | 25500 | 25500 | 25500 | 25500 | 25500 | 25500 | 25500 | 25500 | 25500 | 25500 | 25500 | 25500 | 25500 | 25500 | 25500 | 25500 | 25500 | 25500 | 25500 | 25500 | 25500 | 25500 | 25500 | 25500
0 |  |  |  |  | 0 | 0 | 0 | 0 | 0 | 0 | 0 | 0 | 0 | 0 | 0 | 0 | 0 | 0 | 0 | 0 | 0 | 0 | 0 | 0 | 0 | 0 | 0 | 0 | 0 | 0
0 |  |  |  |  | 0 | 0 | 0 | 0 | 0 | 0 | 0 | 0 | 0 | 0 | 0 | 0 | 0 | 0 | 0 | 0 | 0 | 0 | 0 | 0 | 0 | 0 | 0 | 0 | 0 | 0
0 |  |  |  |  | 0 | 0 | 0 | 0 | 0 | 0 | 0 | 0 | 0 | 0 | 0 | 0 | 0 | 0 | 0 | 0 | 0 | 0 | 0 | 0 | 0 | 0 | 0 | 0 | 0 | 0
0 |  |  |  |  | 0 | 0 | 0 | 0 | 0 | 0 | 0 | 0 | 0 | 0 | 0 | 0 | 0 | 0 | 0 | 0 | 0 | 0 | 0 | 0 | 0 | 0 | 0 | 0 | 0 | 0
0 |  |  |  |  | 0 | 0 | 0 | 0 | 0 | 0 | 0 | 0 | 0 | 0 | 0 | 0 | 0 | 0 | 0 | 0 | 0 | 0 | 0 | 0 | 0 | 0 | 0 | 0 | 0 | 0
0 |  |  |  |  | 0 | 0 | 0 | 0 | 0 | 0 | 0 | 0 | 0 | 0 | 0 | 0 | 0 | 0 | 0 | 0 | 0 | 0 | 0 | 0 | 0 | 0 | 0 | 0 | 0 | 0
0 |  |  |  |  | 0 | 0 | 0 | 0 | 0 | 0 | 0 | 0 | 0 | 0 | 0 | 0 | 0 | 0 | 0 | 0 | 0 | 0 | 0 | 0 | 0 | 0 | 0 | 0 | 0 | 0
0 |  |  |  |  | 0 | 0 | 0 | 0 | 0 | 0 | 0 | 0 | 0 | 0 | 0 | 0 | 0 | 0 | 0 | 0 | 0 | 0 | 0 | 0 | 0 | 0 | 0 | 0 | 0 | 0
0 |  |  |  |  | 0 | 0 | 0 | 0 | 0 | 0 | 0 | 0 | 0 | 0 | 0 | 0 | 0 | 0 | 0 | 0 | 0 | 0 | 0 | 0 | 0 | 0 | 0 | 0 | 0 | 0
0 |  |  |  |  | 0 | 0 | 0 | 0 | 0 | 0 | 0 | 0 | 0 | 0 | 0 | 0 | 0 | 0 | 0 | 0 | 0 | 0 | 0 | 0 | 0 | 0 | 0 | 0 | 0 | 0
0 |  |  |  |  | 0 | 0 | 0 | 0 | 0 | 0 | 0 | 0 | 0 | 0 | 0 | 0 | 0 | 0 | 0 | 0 | 0 | 0 | 0 | 0 | 0 | 0 | 0 | 0 | 0 | 0
0 |  |  |  |  | 0 | 0 | 0 | 0 | 0 | 0 | 0 | 0 | 0 | 0 | 0 | 0 | 0 | 0 | 0 | 0 | 0 | 0 | 0 | 0 | 0 | 0 | 0 | 0 | 0 | 0
0 |  |  |  |  | 0 | 0 | 0 | 0 | 0 | 0 | 0 | 0 | 0 | 0 | 0 | 0 | 0 | 0 | 0 | 0 | 0 | 0 | 0 | 0 | 0 | 0 | 0 | 0 | 0 | 0
0 |  |  |  |  | 0 | 0 | 0 | 0 | 0 | 0 | 0 | 0 | 0 | 0 | 0 | 0 | 0 | 0 | 0 | 0 | 0 | 0 | 0 | 0 | 0 | 0 | 0 | 0 | 0 | 0
0 |  |  |  |  | 0 | 0 | 0 | 0 | 0 | 0 | 0 | 0 | 0 | 0 | 0 | 0 | 0 | 0 | 0 | 0 | 0 | 0 | 0 | 0 | 0 | 0 | 0 | 0 | 0 | 0
0 |  |  |  |  | 0 | 0 | 0 | 0 | 0 | 0 | 0 | 0 | 0 | 0 | 0 | 0 | 0 | 0 | 0 | 0 | 0 | 0 | 0 | 0 | 0 | 0 | 0 | 0 | 0 | 0
0 |  |  |  |  | 0 | 0 | 0 | 0 | 0 | 0 | 0 | 0 | 0 | 0 | 0 | 0 | 0 | 0 | 0 | 0 | 0 | 0 | 0 | 0 | 0 | 0 | 0 | 0 | 0 | 0
0 |  |  |  |  | 0 | 0 | 0 | 0 | 0 | 0 | 0 | 0 | 0 | 0 | 0 | 0 | 0 | 0 | 0 | 0 | 0 | 0 | 0 | 0 | 0 | 0 | 0 | 0 | 0 | 0
0 |  |  |  |  | 0 | 0 | 0 | 0 | 0 | 0 | 0 | 0 | 0 | 0 | 0 | 0 | 0 | 0 | 0 | 0 | 0 | 0 | 0 | 0 | 0 | 0 | 0 | 0 | 0 | 0
0 |  |  |  |  | 0 | 0 | 0 | 0 | 0 | 0 | 0 | 0 | 0 | 0 | 0 | 0 | 0 | 0 | 0 | 0 | 0 | 0 | 0 | 0 | 0 | 0 | 0 | 0 | 0 | 0
0 |  |  |  |  | 0 | 0 | 0 | 0 | 0 | 0 | 0 | 0 | 0 | 0 | 0 | 0 | 0 | 0 | 0 | 0 | 0 | 0 | 0 | 0 | 0 | 0 | 0 | 0 | 0 | 0
0 |  |  |  |  | 0 | 0 | 0 | 0 | 0 | 0 | 0 | 0 | 0 | 0 | 0 | 0 | 0 | 0 | 0 | 0 | 0 | 0 | 0 | 0 | 0 | 0 | 0 | 0 | 0 | 0
0 |  |  |  |  | 0 | 0 | 0 | 0 | 0 | 0 | 0 | 0 | 0 | 0 | 0 | 0 | 0 | 0 | 0 | 0 | 0 | 0 | 0 | 0 | 0 | 0 | 0 | 0 | 0 | 0
0 |  |  |  |  | 0 | 0 | 0 | 0 | 0 | 0 | 0 | 0 | 0 | 0 | 0 | 0 | 0 | 0 | 0 | 0 | 0 | 0 | 0 | 0 | 0 | 0 | 0 | 0 | 0 | 0
0 |  |  |  |  | 0 | 0 | 0 | 0 | 0 | 0 | 0 | 0 | 0 | 0 | 0 | 0 | 0 | 0 | 0 | 0 | 0 | 0 | 0 | 0 | 0 | 0 | 0 | 0 | 0 | 0

## Yearly_expenditure1 (hidden)
Yearly Expenditure Scenario 1
| Stage | Category | End Year | Name | 0 | 1 | 2 | 3 | 4 | 5 | 6 | 7 | 8 | 9 | 10 | 11 | 12 | 13 | 14 | 15 | 16 | 17 | 18 | 19 | 20 | 21 | 22 | 23 | 24 | 25
15000 | Stage 0: Strategic Definition | Consultancy | 1 | Engineer Consultancy | 15000 | 0 | 0 | 0 | 0 | 0 | 0 | 0 | 0 | 0 | 0 | 0 | 0 | 0 | 0 | 0 | 0 | 0 | 0 | 0 | 0 | 0 | 0 | 0 | 0 | 0
5000 | Stage 1: Preparation and Briefing | Consultancy | 1 | Site Surveys | 5000 | 0 | 0 | 0 | 0 | 0 | 0 | 0 | 0 | 0 | 0 | 0 | 0 | 0 | 0 | 0 | 0 | 0 | 0 | 0 | 0 | 0 | 0 | 0 | 0 | 0
3000 | Stage 2: Concept Design | Consultancy | 1 | Specification consulation | 3000 | 0 | 0 | 0 | 0 | 0 | 0 | 0 | 0 | 0 | 0 | 0 | 0 | 0 | 0 | 0 | 0 | 0 | 0 | 0 | 0 | 0 | 0 | 0 | 0 | 0
3000 | Stage 2: Concept Design | Consultancy | 1 | Community Consultant | 3000 | 0 | 0 | 0 | 0 | 0 | 0 | 0 | 0 | 0 | 0 | 0 | 0 | 0 | 0 | 0 | 0 | 0 | 0 | 0 | 0 | 0 | 0 | 0 | 0 | 0
3000 | Stage 2: Concept Design | Consultancy | 1 | Planning consultant | 3000 | 0 | 0 | 0 | 0 | 0 | 0 | 0 | 0 | 0 | 0 | 0 | 0 | 0 | 0 | 0 | 0 | 0 | 0 | 0 | 0 | 0 | 0 | 0 | 0 | 0
5000 | Stage 2: Concept Design | Consultancy | 1 | Financial Consultation | 5000 | 0 | 0 | 0 | 0 | 0 | 0 | 0 | 0 | 0 | 0 | 0 | 0 | 0 | 0 | 0 | 0 | 0 | 0 | 0 | 0 | 0 | 0 | 0 | 0 | 0
30000 | Stage 4: Technical Design | Consultancy | 1 | Design team | 30000 | 0 | 0 | 0 | 0 | 0 | 0 | 0 | 0 | 0 | 0 | 0 | 0 | 0 | 0 | 0 | 0 | 0 | 0 | 0 | 0 | 0 | 0 | 0 | 0 | 0
200000 | Stage 5: Construction, Integration and Installation | CAPEX | 2 | Solar Modules | 0 | 200000 | 0 | 0 | 0 | 0 | 0 | 0 | 0 | 0 | 0 | 0 | 0 | 0 | 0 | 0 | 0 | 0 | 0 | 0 | 0 | 0 | 0 | 0 | 0 | 0
50000 | Stage 5: Construction, Integration and Installation | CAPEX | 2 | Inverters | 0 | 50000 | 0 | 0 | 0 | 0 | 0 | 0 | 0 | 0 | 0 | 0 | 0 | 0 | 0 | 0 | 0 | 0 | 0 | 0 | 0 | 0 | 0 | 0 | 0 | 0
46000 | Stage 5: Construction, Integration and Installation | CAPEX | 2 | Installation | 0 | 46000 | 0 | 0 | 0 | 0 | 0 | 0 | 0 | 0 | 0 | 0 | 0 | 0 | 0 | 0 | 0 | 0 | 0 | 0 | 0 | 0 | 0 | 0 | 0 | 0
60000 | Stage 5: Construction, Integration and Installation | CAPEX | 2 | Grid Cost | 0 | 60000 | 0 | 0 | 0 | 0 | 0 | 0 | 0 | 0 | 0 | 0 | 0 | 0 | 0 | 0 | 0 | 0 | 0 | 0 | 0 | 0 | 0 | 0 | 0 | 0
150000 | Stage 5: Construction, Integration and Installation | CAPEX | 2 | Other Capex, Balance of System | 0 | 150000 | 0 | 0 | 0 | 0 | 0 | 0 | 0 | 0 | 0 | 0 | 0 | 0 | 0 | 0 | 0 | 0 | 0 | 0 | 0 | 0 | 0 | 0 | 0 | 0
499750.8994 | Stage 7: Use (and Operation) | OPEX | 25 | Operational Costs | 0 | 12000 | 12480 | 12979.2 | 13498.368 | 14038.3027 | 14599.8348 | 15183.8282 | 15791.1814 | 16422.8286 | 17079.7417 | 17762.9314 | 18473.4487 | 19212.3866 | 19980.8821 | 20780.1174 | 21611.3221 | 22475.7749 | 23374.8059 | 24309.7982 | 25282.1901 | 26293.4777 | 27345.2168 | 28439.0255 | 29576.5865 | 30759.65
326918.394 | Stage 7: Use (and Operation) | OPEX | 25 | PV Cleaning | 0 | 0 | 12120 | 12241.2 | 12363.612 | 12487.2481 | 12612.1206 | 12738.2418 | 12865.6242 | 12994.2805 | 13124.2233 | 13255.4655 | 13388.0202 | 13521.9004 | 13657.1194 | 13793.6906 | 13931.6275 | 14070.9437 | 14211.6532 | 14353.7697 | 14497.3074 | 14642.2805 | 14788.7033 | 14936.5903 | 15085.9562 | 15236.8158
10000 | Stage 3: Spatial Coordination and Localisation | Consultancy | 1 | Local consultant | 10000 | 0 | 0 | 0 | 0 | 0 | 0 | 0 | 0 | 0 | 0 | 0 | 0 | 0 | 0 | 0 | 0 | 0 | 0 | 0 | 0 | 0 | 0 | 0 | 0 | 0
5000 | Stage 6: Handover | Consultancy | 2 | Connections O&M manuals | 0 | 5000 | 0 | 0 | 0 | 0 | 0 | 0 | 0 | 0 | 0 | 0 | 0 | 0 | 0 | 0 | 0 | 0 | 0 | 0 | 0 | 0 | 0 | 0 | 0 | 0
0 |  |  |  |  | 0 | 0 | 0 | 0 | 0 | 0 | 0 | 0 | 0 | 0 | 0 | 0 | 0 | 0 | 0 | 0 | 0 | 0 | 0 | 0 | 0 | 0 | 0 | 0 | 0 | 0
0 |  |  |  |  | 0 | 0 | 0 | 0 | 0 | 0 | 0 | 0 | 0 | 0 | 0 | 0 | 0 | 0 | 0 | 0 | 0 | 0 | 0 | 0 | 0 | 0 | 0 | 0 | 0 | 0
0 |  |  |  |  | 0 | 0 | 0 | 0 | 0 | 0 | 0 | 0 | 0 | 0 | 0 | 0 | 0 | 0 | 0 | 0 | 0 | 0 | 0 | 0 | 0 | 0 | 0 | 0 | 0 | 0
0 |  |  |  |  | 0 | 0 | 0 | 0 | 0 | 0 | 0 | 0 | 0 | 0 | 0 | 0 | 0 | 0 | 0 | 0 | 0 | 0 | 0 | 0 | 0 | 0 | 0 | 0 | 0 | 0
0 |  |  |  |  | 0 | 0 | 0 | 0 | 0 | 0 | 0 | 0 | 0 | 0 | 0 | 0 | 0 | 0 | 0 | 0 | 0 | 0 | 0 | 0 | 0 | 0 | 0 | 0 | 0 | 0
0 |  |  |  |  | 0 | 0 | 0 | 0 | 0 | 0 | 0 | 0 | 0 | 0 | 0 | 0 | 0 | 0 | 0 | 0 | 0 | 0 | 0 | 0 | 0 | 0 | 0 | 0 | 0 | 0
0 |  |  |  |  | 0 | 0 | 0 | 0 | 0 | 0 | 0 | 0 | 0 | 0 | 0 | 0 | 0 | 0 | 0 | 0 | 0 | 0 | 0 | 0 | 0 | 0 | 0 | 0 | 0 | 0
0 |  |  |  |  | 0 | 0 | 0 | 0 | 0 | 0 | 0 | 0 | 0 | 0 | 0 | 0 | 0 | 0 | 0 | 0 | 0 | 0 | 0 | 0 | 0 | 0 | 0 | 0 | 0 | 0
0 |  |  |  |  | 0 | 0 | 0 | 0 | 0 | 0 | 0 | 0 | 0 | 0 | 0 | 0 | 0 | 0 | 0 | 0 | 0 | 0 | 0 | 0 | 0 | 0 | 0 | 0 | 0 | 0
0 |  |  |  |  | 0 | 0 | 0 | 0 | 0 | 0 | 0 | 0 | 0 | 0 | 0 | 0 | 0 | 0 | 0 | 0 | 0 | 0 | 0 | 0 | 0 | 0 | 0 | 0 | 0 | 0
0 |  |  |  |  | 0 | 0 | 0 | 0 | 0 | 0 | 0 | 0 | 0 | 0 | 0 | 0 | 0 | 0 | 0 | 0 | 0 | 0 | 0 | 0 | 0 | 0 | 0 | 0 | 0 | 0
0 |  |  |  |  | 0 | 0 | 0 | 0 | 0 | 0 | 0 | 0 | 0 | 0 | 0 | 0 | 0 | 0 | 0 | 0 | 0 | 0 | 0 | 0 | 0 | 0 | 0 | 0 | 0 | 0
0 |  |  |  |  | 0 | 0 | 0 | 0 | 0 | 0 | 0 | 0 | 0 | 0 | 0 | 0 | 0 | 0 | 0 | 0 | 0 | 0 | 0 | 0 | 0 | 0 | 0 | 0 | 0 | 0
0 |  |  |  |  | 0 | 0 | 0 | 0 | 0 | 0 | 0 | 0 | 0 | 0 | 0 | 0 | 0 | 0 | 0 | 0 | 0 | 0 | 0 | 0 | 0 | 0 | 0 | 0 | 0 | 0
0 |  |  |  |  | 0 | 0 | 0 | 0 | 0 | 0 | 0 | 0 | 0 | 0 | 0 | 0 | 0 | 0 | 0 | 0 | 0 | 0 | 0 | 0 | 0 | 0 | 0 | 0 | 0 | 0
0 |  |  |  |  | 0 | 0 | 0 | 0 | 0 | 0 | 0 | 0 | 0 | 0 | 0 | 0 | 0 | 0 | 0 | 0 | 0 | 0 | 0 | 0 | 0 | 0 | 0 | 0 | 0 | 0
0 |  |  |  |  | 0 | 0 | 0 | 0 | 0 | 0 | 0 | 0 | 0 | 0 | 0 | 0 | 0 | 0 | 0 | 0 | 0 | 0 | 0 | 0 | 0 | 0 | 0 | 0 | 0 | 0
0 |  |  |  |  | 0 | 0 | 0 | 0 | 0 | 0 | 0 | 0 | 0 | 0 | 0 | 0 | 0 | 0 | 0 | 0 | 0 | 0 | 0 | 0 | 0 | 0 | 0 | 0 | 0 | 0
0 |  |  |  |  | 0 | 0 | 0 | 0 | 0 | 0 | 0 | 0 | 0 | 0 | 0 | 0 | 0 | 0 | 0 | 0 | 0 | 0 | 0 | 0 | 0 | 0 | 0 | 0 | 0 | 0
0 |  |  |  |  | 0 | 0 | 0 | 0 | 0 | 0 | 0 | 0 | 0 | 0 | 0 | 0 | 0 | 0 | 0 | 0 | 0 | 0 | 0 | 0 | 0 | 0 | 0 | 0 | 0 | 0

## Look Up (hidden)
RIBA Stage | Expenditure Category
Stage 0: Strategic Definition | Consultancy
Stage 1: Preparation and Briefing | CAPEX
Stage 2: Concept Design | OPEX
Stage 3: Spatial Coordination and Localisation
Stage 4: Technical Design
Stage 5: Construction, Integration and Installation
Stage 6: Handover
Stage 7: Use (and Operation)